## Ark1
|  |  |  | Single item |  |  |  | Volume |  |  |  | High volume
Number | Name | Earlier item no. | Nato no. | PCS | DKK | EUR | GBP | PCS | DKK | EUR | GBP | PCS | DKK | EUR | GBP | Length (mm) | Width (mm) | Height (mm) | Weight (g) | Notes | HS / Tariff code | Country of origin
029180 | Cover for compressor | 036961,091326,094693,094826,037107,037131,091324,094691,094824 |  | 1 | 27.70 | 3.80 | 3.20 | 10 | 24.90 | 3.40 | 2.90 |  |  |  |  | 60 | 55 | 42 | 26 | Cover for compressor compatible with: 029177 - Rotating compressor, RE 135 VHSMT , 029241 - Rotating compressor, Mitsubishi RE 165 VHSMT , 029242 - Rotating compressor, Mitsubishi RE 247 VHSMT . | 84149000 | DK
029181 | Gasket for cover for compressor | 094826,094693,091324,037131,036961,094824,094691,091326,037107 |  | 1 | 46.70 | 6.40 | 5.50 | 10 | 42.00 | 5.80 | 5.00 |  |  |  |  | 63 | 58 | 1 | 4 | Pasket for cover for compressor compatible with: 029177 - Rotating compressor, RE 135 VHSMT , 029241 - Rotating compressor, Mitsubishi RE 165 VHSMT , 029242 - Rotating compressor, Mitsubishi RE 247 VHSMT . | 84149000 | DK
088643 | HCC - Filter kit, 2x ISO C75% (G4) | 087997 |  | 1 | 211.10 | 28.30 | 24.20 | 10 | 168.90 | 22.60 | 19.40 | 140 | 137.20 | 18.40 | 15.80 | 240 | 220 | 110 | 205 | Set of filters (2 single G4 filters in one box) One pallet contains 140 filter kits. | 84158200 | PL
109008 | Dry filter, 1/4"-1/4" | 064859,037105,027634 |  | 1 | 62.90 | 8.40 | 7.20 | 10 | 56.60 | 7.60 | 6.50 |  |  |  |  | 140 | 200 | 200 | 54 | Read description carefully if this replaces the obsolete filter drier with item number: "027634". Part 109008 / filter drier is 9 mm longer. Inlet or outlet may have to be adjusted. | 84189990
602450 | Vibration damper | 602441,602447,293737,293724 |  | 1 | 39.40 | 5.30 | 4.70 | 10 | 35.50 | 4.80 | 4.20 |  |  |  |  | 32 | 37 | 37 | 20 | Vibration absorber, vibration damper compatible with: 602448 - Rotating compressor, Luh Rk 5518C 220-240V Psc R407C, 602449 - Rotating compressor, Luh Rk 5512 C 220-240V Psc R407C, 606228 - Rotating compressor, Luh Rk 5518C 220-240V Psc R407C | 40169300
603911 | Thermostatic valve, 3/8 x 1/2 x 1/4 | 094820,094814,046223 |  | 1 | 1405.10 | 188.10 | 161.30 | 10 | 1264.60 | 169.30 | 145.20 |  |  |  |  | 135 | 105 | 60 | 258 | Thermo valve must be insulated. Insulation can be found here 074519. Insulation guide on the webshop. | 90321080 | DK
010417 | Radial fan without housing , 24 V DC, R3G 310 |  |  | 1 | 3940.90 | 527.60 | 452.50 | 10 | 3546.80 | 474.80 | 407.20 |  |  |  |  | 480 | 480 | 480 | 3600 |  | 84145935 | DE
010418 | Radial fan, 48 V DC, 310mm |  |  | 1 | 3530.90 | 472.70 | 405.40 | 10 | 3177.80 | 425.40 | 364.80 |  |  |  |  | 320 | 320 | 160 | 4400 |  | 84145935 | DE
010441 | Centrifugal fan D3G 225 | 299967 |  | 1 | 3579.50 | 479.20 | 411.00 | 10 | 3221.50 | 431.30 | 369.90 |  |  |  |  | 330 | 370 | 345 | 11152 |  | 84145935 | DE
010726 | Distance bushing, stainless steel, ø12 x 1.5 x 36mm | 094691,037131,091326,091324 |  | 1 | 21.80 | 3.00 | 2.50 | 10 | 19.60 | 2.70 | 2.30 |  |  |  |  | 50 | 1 | 1 | 1 |  | 84149000 | DK
010809 | Shaft extension 12 x 12 x 100 |  |  | 1 | 270.60 | 36.10 | 31.10 | 10 | 243.50 | 32.50 | 28.00 |  |  |  |  | 100 | 11 | 11 | 110 |  | 73269098
012005 | Fan stand, DanX 12/24 |  |  | 1 | 531.20 | 71.00 | 61.00 | 10 | 478.10 | 63.90 | 54.90 |  |  |  |  | 220 | 620 | 200 | 1500
012848 | Fan, internal, R3G 400, 48 V DC |  |  | 1 | 4694.80 | 628.50 | 539.00 | 10 | 4225.30 | 565.60 | 485.10 |  |  |  |  | 480 | 480 | 490 | 5210 |  | 84159000 | DE
013673 | Sheet Filter 345 x 315 |  |  | 1 | 513.90 | 68.80 | 59.00 | 10 | 462.50 | 61.90 | 53.10 |  |  |  |  | 580 | 385 | 110 | 180
013677 | External fan Danline 5.5 |  |  | 1 | 2189.80 | 293.10 | 251.40 | 10 | 1970.80 | 263.80 | 226.30 |  |  |  |  | 360 | 360 | 360 | 3700 |  | 84159000 | DE
014609 | Modular jack coupler (RJ45) | 071014 |  | 1 | 106.90 | 14.30 | 12.30 | 10 | 96.20 | 12.90 | 11.00 |  |  |  |  | 50 | 30 | 30 | 50 |  | 85369010 | DK
017691 | Machine screw, M3x10, PHC, T10, FZB |  |  | 1 | 8.80 | 1.20 | 1.00 | 10 | 7.90 | 1.10 | 0.90 |  |  |  |  | 12 | 6 | 6 | 1 |  | 73181558 | DK
017844 | Door, control box |  |  | 1 | 193.80 | 25.80 | 22.50 | 10 | 174.40 | 23.30 | 20.00 |  |  |  |  | 200 | 250 | 100 | 1500 |  | 73269098 | DK
017921 | Controller |  | 5998-22-619-5414 | 1 | 2368.80 | 317.00 | 272.10 | 10 | 2132.10 | 285.30 | 244.60 |  |  |  |  | 160 | 100 | 40 | 800 |  | 85371091 | DK
018092 | Sensor, temperature, outdoor |  |  | 1 | 562.10 | 75.30 | 64.60 | 10 | 505.90 | 67.80 | 58.10 |  |  |  |  | 80 | 60 | 50 | 100 |  | 84159000
018598 | Plug, 5-pole |  |  | 1 | 138.70 | 18.50 | 16.00 | 10 | 124.70 | 16.80 | 14.60 |  |  |  |  | 30 | 2 | 2 | 10 |  | 85369010
018653 | Plug, 8-pole |  |  | 1 | 191.50 | 25.60 | 22.00 | 10 | 172.40 | 23.10 | 19.80 |  |  |  |  | 70 | 20 | 20 | 10 |  | 85369010
018656 | Flat cable |  |  | 1 | 559.60 | 75.00 | 64.30 | 10 | 503.80 | 67.40 | 57.80 |  |  |  |  | 100 | 100 | 30 | 10 |  | 85444290
019464 | Hose, 3/4", 450mm |  |  | 1 | 26.90 | 3.50 | 3.10 | 10 | 24.20 | 3.20 | 2.80 |  |  |  |  | 200 | 200 | 10 | 60 |  | 39173100
019469 | Lock washer, M5 | 098639,019469 |  | 1 | 4.30 | 0.60 | 0.50 | 10 | 3.90 | 0.50 | 0.50 |  |  |  |  | 10 | 10 | 10 | 10 |  | 73182100
019483 | Pushbutton, black rubber | 075483,560620 | 5930-22-611-9444 | 1 | 88.50 | 11.80 | 10.10 | 10 | 79.70 | 10.60 | 9.10 |  |  |  |  | 10 | 10 | 10 | 5 |  | 84159000
019484 | Handle, box |  |  | 1 | 529.00 | 71.00 | 60.60 | 10 | 476.00 | 64.10 | 54.80 |  |  |  |  | 200 | 200 | 200 | 300 |  | 66039010
026133 | Gear motor, complete |  |  | 1 | 4167.50 | 558.20 | 478.80 | 10 | 3750.80 | 502.40 | 430.90 |  |  |  |  | 265 | 185 | 130 | 4260 |  | 84159000 | DK
026606 | Thermovalve, TLK-E0643 | 064562,046167 |  | 1 | 504.30 | 67.50 | 57.90 | 10 | 453.80 | 60.80 | 52.10 |  |  |  |  | 140 | 100 | 55 | 160 |  | 90321080 | DE
026607 | Thermostatic valve TLK-E0642 | 046171,603969,038570 |  | 1 | 504.30 | 67.50 | 57.90 | 10 | 453.80 | 60.80 | 52.10 |  |  |  |  | 150 | 100 | 45 | 160 |  | 90321080 | DE
026608 | Thermostatic valve, TLE-E0641 | 038571 |  | 1 | 624.80 | 83.60 | 71.70 | 10 | 562.30 | 75.30 | 64.60 |  |  |  |  | 140 | 110 | 60 | 255 |  | 90321080 | DE
026690 | Solenoid valve, EVU 2, 1/4" | 036893,074558 |  | 1 | 530.00 | 71.00 | 60.90 | 10 | 477.00 | 63.90 | 54.80 |  |  |  |  | 150 | 150 | 50 | 350 |  | 90321020 | DK
026691 | Solenoid valve, EVU 3 3/8" | 037136 |  | 1 | 522.90 | 70.00 | 60.00 | 10 | 470.60 | 63.00 | 54.00 |  |  |  |  | 150 | 100 | 50 | 100 |  | 90321020 | DK
026692 | Coil for EVU solenoid valve | 036740 |  | 1 | 168.10 | 22.50 | 19.30 | 10 | 151.30 | 20.30 | 17.40 |  |  |  |  | 150 | 150 | 35 | 178 |  | 84159000 | DK
026778 | Circuit breaker, ETA 2-5700-IG1-P10-DD-10A |  | 5945-22-636-1980 | 1 | 695.90 | 93.20 | 79.80 | 10 | 626.20 | 83.90 | 71.90 |  |  |  |  | 0 | 0 | 0 | 270 |  | 85364900 | DK
027223 | Electric motor, 6 W 220 V, induction motor |  |  | 1 | 1629.20 | 218.10 | 187.10 | 10 | 1466.30 | 196.30 | 168.30 |  |  |  |  | 185 | 90 | 85 | 995 |  | 73229000 | SE
027762 | Plug for CO-monitor, 6P + E |  | 5935-22-619-5417 | 1 | 287.90 | 38.80 | 33.20 | 10 | 258.90 | 34.80 | 30.10 |  |  |  |  | 30 | 40 | 20 | 25 |  | 85369010 | DE
027787-1 | Control box for VAM 15 MKII |  |  | 1 | 372.30 | 49.70 | 42.60 | 10 | 335.00 | 44.60 | 38.50 |  |  |  |  | 400 | 250 | 100 | 1000 |  | 84159000 | DK
027787-2 | Control box for VAM 15 MKII |  |  | 1 | 372.30 | 49.70 | 42.60 | 10 | 335.00 | 44.60 | 38.50 |  |  |  |  | 400 | 250 | 100 | 1000 |  | 84159000 | DK
027787-3 | Control box for VAM 15 MKII |  |  | 1 | 372.30 | 49.70 | 42.60 | 10 | 335.00 | 44.60 | 38.50 |  |  |  |  | 400 | 250 | 100 | 1000 |  | 84159000 | DK
027787-4 | Control box for VAM 15 MKII |  |  | 1 | 372.30 | 49.70 | 42.60 | 10 | 335.00 | 44.60 | 38.50 |  |  |  |  | 400 | 250 | 100 | 1000 |  | 84159000 | DK
027787-5 | Control box for VAM 15 MKII |  |  | 1 | 372.30 | 49.70 | 42.60 | 10 | 335.00 | 44.60 | 38.50 |  |  |  |  | 400 | 250 | 100 | 1000 |  | 84159000 | DK
027808-1 | Shielding plate, outdoor air intake |  |  | 1 | 141.50 | 18.80 | 16.30 | 10 | 127.20 | 17.20 | 14.60 |  |  |  |  | 170 | 170 | 50 | 101 |  | 73269098 | DK
027808-2 | Shielding plate, outdoor air intake |  |  | 1 | 141.50 | 18.80 | 16.30 | 10 | 127.20 | 17.20 | 14.60 |  |  |  |  | 170 | 170 | 50 | 101 |  | 73269098 | DK
027808-4 | Shielding plate, outdoor air intake |  |  | 1 | 141.50 | 18.80 | 16.30 | 10 | 127.20 | 17.20 | 14.60 |  |  |  |  | 170 | 170 | 50 | 101 |  | 73269098 | DK
027808-5 | Shielding plate, outdoor air intake |  |  | 1 | 141.50 | 18.80 | 16.30 | 10 | 127.20 | 17.20 | 14.60 |  |  |  |  | 170 | 170 | 50 | 101 |  | 73269098 | DK
027856 | Air spigot, female, RAL 6031 |  | 4730-22-636-4968 | 1 | 726.10 | 97.40 | 83.40 | 10 | 653.70 | 87.90 | 75.00 |  |  |  |  | 0 | 0 | 0 | 700 |  | 84159000 | DK
027888 | Transperant Splash cover. X200 798 02 |  | 5930-22-636-4889 | 1 | 173.20 | 23.20 | 19.90 | 10 | 155.90 | 20.90 | 17.90 |  |  |  |  | 0 | 0 | 0 | 5 |  | 39269097 | DK
028320 | Safety switch, Cherry F79-30A | 031882 |  | 1 | 229.10 | 30.70 | 26.30 | 10 | 206.10 | 27.60 | 23.70 |  |  |  |  | 10 | 10 | 10 | 20 |  | 85365080 | DK
028371 | Plastic label, VA-M15/40 MKII for LED (EN) |  | 7690-22-636-1982 | 1 | 51.10 | 6.80 | 5.90 | 10 | 46.10 | 6.10 | 5.30 |  |  |  |  | 80 | 50 | 10 | 10 |  | 48211010 | DK
028396-1 | Fan support, VA-M15 |  |  | 1 | 726.80 | 97.40 | 83.40 | 10 | 654.00 | 87.60 | 75.00 |  |  |  |  | 230 | 150 | 100 | 100 |  | 84159000 | DK
028396-2 | Fan support, VA-M15 |  |  | 1 | 726.80 | 97.40 | 83.40 | 10 | 654.00 | 87.60 | 75.00 |  |  |  |  | 230 | 150 | 100 | 100 |  | 84159000 | DK
028396-3 | Fan support, VA-M15 |  |  | 1 | 726.80 | 97.40 | 83.40 | 10 | 654.00 | 87.60 | 75.00 |  |  |  |  | 230 | 150 | 100 | 100 |  | 84159000 | DK
028396-4 | Fan support, VA-M15 |  |  | 1 | 726.80 | 97.40 | 83.40 | 10 | 654.00 | 87.60 | 75.00 |  |  |  |  | 230 | 150 | 100 | 100 |  | 84159000 | DK
029047 | Air distribution duct for ventilation, Ø315x customized 18x24 m tent, mesh, fire rating B1, white |  | 4720-22-611-9742 | 1 | 7652.30 | 1024.60 | 878.60 | 10 | 6886.90 | 922.20 | 790.70 |  |  |  |  | 3000 | 500 | 0 | 3400 |  | 84159000 | LT
029145 | Power supply cable 230 V, Schuko, 2.5m (white) | 031853 |  | 1 | 86.50 | 11.60 | 9.90 | 10 | 77.80 | 10.40 | 8.90 |  |  |  |  | 200 | 200 | 50 | 245 |  | 84159000 | PL
029177 | Rotary compressor, RE 135 VHSMT | 094693,036961 |  | 1 | 1589.60 | 212.80 | 182.50 | 10 | 1430.70 | 191.50 | 164.30 |  |  |  |  | 200 | 235 | 290 | 12420 | For a complete compressor these parts are needed. 3x Vibration damper 029179, 1x Capacitor 25µF 029178, 3x Hex cap screw 450015, 3x Flat washer 606540, 1x Cover 029180, 1x Gasket 029181, 1x Rubber washer 029239, 1x Flange nut M5 555552. | 84143020 | DK
029178 | Capacitor, 25µF | 037131,037107,036961,094688,094693 |  | 1 | 149.20 | 20.00 | 17.10 | 10 | 134.20 | 18.00 | 15.40 |  |  |  |  | 110 | 45 | 45 | 600 |  | 84149000 | DK
029179 | Vibration damper, compressor | 036961,037107,091326,094693,071036,037131,094691,094824,094826,036971,091324 |  | 1 | 33.30 | 4.50 | 3.80 | 10 | 30.00 | 4.00 | 3.40 |  |  |  |  | 37 | 31 | 31 | 26 | Vibration damper, compressor compatible with: 029177 - Rotating compressor, RE 135 VHSMT , 029241 - Rotating compressor, Mitsubishi RE 165 VHSMT , 029242 - Rotating compressor, Mitsubishi RE 247 VHSMT . | 40169300 | DK
029239 | Rubber washer, ø16/ø6/1 | 036961,094824,037107,037131,091326,094693,094826,091324,094691 |  | 1 | 22.30 | 3.20 | 2.70 | 10 | 20.10 | 2.90 | 2.40 |  |  |  |  | 16 | 16 | 1 | 1 | Accessory for compressor, rubber washer for compressor compatible with: 029177 - Rotating compressor, RE 135 VHSMT , 029241 - Rotating compressor, Mitsubishi RE 165 VHSMT , 029242 - Rotating compressor, Mitsubishi RE 247 VHSMT. | 84149000 | SE
029240 | Accessory for compressor, flange nut for compressor | 036961,037107,037131,091324,094693,091326,094824,094691 |  | 1 | 102.20 | 13.80 | 12.00 | 10 | 92.00 | 12.40 | 10.80 |  |  |  |  | 20 | 20 | 10 | 0 |  | 84149000 | SE
029241 | Rotary compressor, Mitsubishi RE 165 VHSMT | 037107 |  | 1 | 1595.10 | 213.50 | 183.10 | 10 | 1435.60 | 192.20 | 164.80 |  |  |  |  | 200 | 180 | 250 | 13200 | For a complete compressor these parts are needed. 1x Capacitor 25µF 029178, 3x Vibration damper 029179, 1x Cover 029180, 1x Gasket 029181, 1x Rubber washer 029239, 1x Flange nut M5 555552. | 84143020 | SE
029242 | Rotary compressor, Mitsubishi RE 247 VHSMT | 071036,091324,037131,094826,606228,091325,602441 |  | 1 | 1884.60 | 252.30 | 216.40 | 10 | 1696.10 | 227.10 | 194.70 |  |  |  |  | 250 | 200 | 330 | 15400 | Limitation applies. Read description carefully if this replaces the obsolete compressor with item number: "606228". See description ont he webshop. | 84143020 | SE
029243 | Capacitor, 35µF | 094822,091328,071041,094826,091324 |  | 1 | 239.00 | 32.00 | 27.50 | 10 | 215.10 | 28.80 | 24.80 |  |  |  |  | 50 | 50 | 110 | 500 |  | 84149000 | SE
030459 | Compressor tube, high pressure, soldering |  | 4710-22-613-0666 | 1 | 1457.60 | 195.10 | 167.30 | 10 | 1311.80 | 175.60 | 150.60 |  |  |  |  | 430 | 400 | 400 | 500 |  | 84159000 | DK
031123 | Notched belt "T5" 1215 x 10mm |  |  | 1 | 268.30 | 35.90 | 30.80 | 10 | 241.50 | 32.30 | 27.70 |  |  |  |  | 0 | 0 | 0 | 23 |  | 84159000 | DK
031235-1 | Control panel |  |  | 1 | 9739.30 | 1303.70 | 1118.40 | 10 | 8765.40 | 1173.20 | 1006.40 |  |  |  |  | 1000 | 1000 | 1000 | 5000 |  | 84159000 | DK
031684-1 | Sealing plate, fuel supply lance |  |  | 1 | 218.50 | 29.50 | 25.00 | 10 | 196.90 | 26.40 | 22.50 |  |  |  |  | 120 | 75 | 20 | 25 |  | 84159000 | DK
031684-2 | Sealing plate, fuel supply lance |  |  | 1 | 218.50 | 29.50 | 25.00 | 10 | 196.90 | 26.40 | 22.50 |  |  |  |  | 120 | 75 | 20 | 25 |  | 84159000 | DK
031684-3 | Sealing plate, fuel supply lance |  |  | 1 | 218.50 | 29.50 | 25.00 | 10 | 196.90 | 26.40 | 22.50 |  |  |  |  | 120 | 75 | 20 | 25 |  | 84159000 | DK
031684-4 | Sealing plate, fuel supply lance |  |  | 1 | 218.50 | 29.50 | 25.00 | 10 | 196.90 | 26.40 | 22.50 |  |  |  |  | 120 | 75 | 20 | 25 |  | 84159000 | DK
031684-5 | Sealing plate, fuel supply lance |  |  | 1 | 218.50 | 29.50 | 25.00 | 10 | 196.90 | 26.40 | 22.50 |  |  |  |  | 120 | 75 | 20 | 25 |  | 84159000 | DK
031684-6 | Sealing plate, fuel supply lance |  |  | 1 | 218.50 | 29.50 | 25.00 | 10 | 196.90 | 26.40 | 22.50 |  |  |  |  | 120 | 75 | 20 | 25 |  | 84159000 | DK
031684-7 | Sealing plate, fuel supply lance |  |  | 1 | 218.50 | 29.50 | 25.00 | 10 | 196.90 | 26.40 | 22.50 |  |  |  |  | 120 | 75 | 20 | 25 |  | 84159000 | DK
031725-1 | Rotary heat exchanger |  |  | 1 | 9260.80 | 1239.80 | 1063.50 | 10 | 8334.70 | 1115.80 | 957.20 |  |  |  |  | 480 | 480 | 480 | 13140 |  | 84159000 | DK
031782-1 | Power supply cable, VAM 40 MK II |  |  | 1 | 1292.80 | 173.00 | 148.50 | 10 | 1163.30 | 155.90 | 133.60 |  |  |  |  | 350 | 240 | 140 | 290 |  | 84158200 | DK
031831 | Filter kit, 1x ISO C75% (G4) 1x ePM1 70% (F7) |  |  | 1 | 560.60 | 75.10 | 64.40 | 10 | 504.60 | 67.60 | 57.90 |  |  |  |  | 410 | 320 | 240 | 610 |  | 84159000 | PL
031854-1 | Fan, complete |  |  | 1 | 2185.40 | 292.60 | 250.90 | 10 | 1966.90 | 263.30 | 225.80 |  |  |  |  | 280 | 275 | 155 | 1550 |  | 84159000 | DK
031859-1 | Antenna module |  |  | 1 | 1055.90 | 141.60 | 121.50 | 10 | 950.30 | 127.40 | 109.40 |  |  |  |  | 250 | 175 | 100 | 150 |  | 84159000 | DK
031878-1 | Control board with remote control |  |  | 1 | 2866.30 | 352.60 | 302.40 | 10 | 2579.70 | 317.30 | 272.20 |  |  |  |  | 305 | 180 | 90 | 312 |  | 84159000 | DK
031901 | Wheels, for CDT | 36731 |  | 1 | 123.50 | 16.60 | 14.30 | 10 | 111.20 | 14.90 | 12.90 |  |  |  |  | 250 | 250 | 60 | 858 |  | 86071910 | DK
031902 | Hub cap RAL 7015 for wheels, CDT | 036731 |  | 1 | 17.50 | 2.30 | 2.00 | 10 | 15.80 | 2.10 | 1.80 |  |  |  |  | 182 | 182 | 25 | 52 |  | 73229000 | DE
031903 | Moulded plastic, buffer black, CDT 20/30 | 036730 |  | 1 | 97.40 | 13.10 | 11.30 | 10 | 87.70 | 11.80 | 10.20 |  |  |  |  | 250 | 100 | 90 | 102 |  | 39269097 | DK
031904 | Moulded plastic, buffer black, CDT 40/60 | 036983 |  | 1 | 99.60 | 13.40 | 11.70 | 10 | 89.60 | 12.10 | 10.50 |  |  |  |  | 270 | 73 | 100 | 100 |  | 39269097 | DK
031905 | Moulded plastic, buffer black, CDT 90 | 037134 |  | 1 | 112.70 | 15.30 | 13.10 | 10 | 101.40 | 13.80 | 11.80 |  |  |  |  | 405 | 100 | 85 | 118 |  | 39269097 | DK
032014 | Control board, base OHE1 |  |  | 1 | 1780.70 | 238.50 | 204.40 | 10 | 1602.60 | 214.70 | 184.00 |  |  |  |  | 0 | 0 | 0 | 90 |  | 85371091 | DK
032135 | Steel tubes, wheel axle for CDT 40/60 | 037094 |  | 1 | 153.90 | 20.70 | 17.80 | 10 | 138.50 | 18.60 | 16.00 |  |  |  |  | 400 | 50 | 50 | 44 |  | 73269098 | DK
032297 | Pressostat, for low-pressure tubes |  | 5930-22-622-0348 | 1 | 692.20 | 92.70 | 79.80 | 10 | 623.00 | 83.40 | 71.80 |  |  |  |  | 130 | 50 | 30 | 56 |  | 90322000 | DK
032360 | Moulded plastic, water container, CDT 40/60 | 036988 |  | 1 | 692.50 | 92.90 | 79.70 | 10 | 623.30 | 83.60 | 71.70 |  |  |  |  | 428 | 245 | 288 | 1482 |  | 39269097 | DK
032403 | Lock, snap lock, white | 032805 |  | 1 | 431.10 | 57.80 | 49.30 | 10 | 388.00 | 52.00 | 44.40 |  |  |  |  | 0 | 0 | 0 | 7 |  | 83014090
032606 | Plastic workpiece, water container complete, CDT 20/30/30 S | 036737 |  | 1 | 568.10 | 76.20 | 65.20 | 10 | 511.30 | 68.60 | 58.70 |  |  |  |  | 320 | 240 | 240 | 994 |  | 39269097 | DK
032675 | Temperature sensor with metal nose, 2600 mm cable | 517804,091141,072416,072416,036761,036761,517802 |  | 1 | 47.80 | 6.40 | 5.50 | 10 | 43.00 | 5.80 | 5.00 |  |  |  |  | 50 | 80 | 20 | 100 |  | 84159000 | CN
032747 | Temperature sensor, without metal housing, length = 1.1m |  |  | 1 | 30.00 | 4.00 | 3.40 | 10 | 27.00 | 3.60 | 3.10 |  |  |  |  | 150 | 150 | 50 | 17 |  | 84159000 | CN
032752-1 | Side cover plate, left, insulated | 165261 |  | 1 | 1178.00 | 157.80 | 135.30 | 10 | 1060.30 | 142.10 | 121.90 |  |  |  |  | 700 | 500 | 500 | 5000 |  | 84159000 | DK
032752-2 | Side cover plate, left, insulated | 165261 |  | 1 | 1178.00 | 157.80 | 135.30 | 10 | 1060.30 | 142.10 | 121.90 |  |  |  |  | 700 | 500 | 500 | 5000 |  | 84159000 | DK
032752-3 | Side cover plate, left, insulated | 165261 |  | 1 | 1178.00 | 157.80 | 135.30 | 10 | 1060.30 | 142.10 | 121.90 |  |  |  |  | 700 | 500 | 500 | 5000 |  | 84159000 | DK
032752-4 | Side cover plate, left, insulated | 165261 |  | 1 | 1178.00 | 157.80 | 135.30 | 10 | 1060.30 | 142.10 | 121.90 |  |  |  |  | 700 | 500 | 500 | 5000 |  | 84159000 | DK
032752-5 | Side cover plate, left, insulated | 165261 |  | 1 | 1178.00 | 157.80 | 135.30 | 10 | 1060.30 | 142.10 | 121.90 |  |  |  |  | 700 | 500 | 500 | 5000 |  | 84159000 | DK
032752-6 | Side cover plate, left, insulated | 165261 |  | 1 | 1178.00 | 157.80 | 135.30 | 10 | 1060.30 | 142.10 | 121.90 |  |  |  |  | 700 | 500 | 500 | 5000 |  | 84159000 | DK
032791-1 | PCB/controller |  |  | 1 | 3255.60 | 435.90 | 374.00 | 10 | 2930.00 | 392.30 | 336.60 |  |  |  |  | 250 | 175 | 100 | 380 |  | 84159000 | DK
032796-1 | Condenser for fan, 4 µF |  |  | 1 | 584.30 | 78.20 | 67.10 | 10 | 525.90 | 70.40 | 60.40 |  |  |  |  | 225 | 135 | 30 | 60 |  | 84159000 | DK
032798-1 | Filter packet, 3 x 3 pcs. |  |  | 1 | 954.60 | 127.80 | 109.80 | 10 | 859.10 | 115.00 | 98.80 |  |  |  |  | 390 | 295 | 325 | 586 |  | 84159000 | DK
032855-1 | Control panel, control box |  |  | 1 | 216.70 | 29.20 | 25.00 | 10 | 194.90 | 26.10 | 22.50 |  |  |  |  | 310 | 220 | 200 | 503 |  | 84159000 | DK
032856-1 | Inspection cover, control box |  |  | 1 | 142.40 | 19.10 | 16.30 | 10 | 128.00 | 17.20 | 14.60 |  |  |  |  | 240 | 200 | 200 | 300 |  | 84159000 | DK
032861 | Mounting plate, control box |  |  | 1 | 86.20 | 11.50 | 9.90 | 10 | 77.50 | 10.40 | 8.90 |  |  |  |  | 370 | 200 | 200 | 461 |  | 73269098 | DK
032862-1 | Control box SV. DLO |  |  | 1 | 585.20 | 78.30 | 67.10 | 10 | 526.80 | 70.70 | 60.40 |  |  |  |  | 500 | 250 | 150 | 1500 |  | 84159000 | DK
032862-2 | Control box SV. DLO |  |  | 1 | 585.20 | 78.30 | 67.10 | 10 | 526.80 | 70.70 | 60.40 |  |  |  |  | 500 | 250 | 150 | 1500 |  | 84159000 | DK
032865 | Steel tubes, shaft for CDT 20/30/30S | 036844 |  | 1 | 141.60 | 19.00 | 16.30 | 10 | 127.40 | 17.10 | 14.70 |  |  |  |  | 400 | 50 | 50 | 267 |  | 73269098 | DK
032960 | Plastic label, sticker set AC-M7 MKII, DLO |  |  | 1 | 271.20 | 36.20 | 31.20 | 10 | 244.00 | 32.90 | 27.80 |  |  |  |  | 100 | 100 | 100 | 100 |  | 48211010 | DK
033003 | Bag filter, F7, synthetic |  |  | 1 | 444.70 | 59.50 | 51.10 | 10 | 400.20 | 53.60 | 45.90 |  |  |  |  | 590 | 490 | 100 | 1254 |  | 84213925 | PL
033218 | FDO5265-105 (approx. 50mm at 75 kg) |  |  | 1 | 1061.50 | 142.10 | 122.00 | 10 | 955.40 | 127.90 | 109.80 |  |  |  |  | 50 | 50 | 78 | 300 |  | 84149000
033219 | FDO5265-126 (approx. 50mm at 100 kg) |  |  | 1 | 744.00 | 99.90 | 85.50 | 10 | 669.60 | 89.90 | 77.00 |  |  |  |  | 50 | 50 | 60 | 300 |  | 84149000
033225-1 | Inspection/service cover, lacquered |  |  | 1 | 1161.40 | 155.60 | 133.40 | 10 | 1045.10 | 140.10 | 119.90 |  |  |  |  | 100 | 100 | 100 | 150 |  | 84159000 | DK
033227 | Fuse, piston type fuse IC60N 3PN 16 A C |  | 5920-22-613-3543 | 1 | 651.30 | 87.20 | 74.80 | 10 | 586.10 | 78.50 | 67.30 |  |  |  |  | 120 | 120 | 120 | 400 |  | 85361010 | DK
033229 | Relay, HPFI MOD IC60 4P 25 A 30MA KL.A |  | 5925-14-516-0099 | 1 | 1271.20 | 170.20 | 145.90 | 10 | 1144.10 | 153.20 | 131.40 |  |  |  |  | 200 | 200 | 200 | 300 |  | 85364900 | DK
033928 | Plastic label, transfer label CDP 75 |  |  | 1 | 28.10 | 3.80 | 3.20 | 10 | 25.30 | 3.40 | 2.90 |  |  |  |  | 120 | 75 | 10 | 10 |  | 48211010 | DK
034073 | Small service kit, VAM 15 and VAM 40 |  |  | 1 | 8715.70 | 1167.00 | 1000.80 | 10 | 7844.20 | 1050.20 | 900.50 |  |  |  |  | 575 | 385 | 400 | 4190 | See the kit on the webshop. | 73229000 | DK
034076-2 | Servicekit, large |  |  | 1 | 23818.70 | 3188.50 | 2734.70 | 10 | 21436.80 | 2869.80 | 2461.20 |  |  |  |  | 0 | 0 | 0 | 5000 | See the kit on the webshop. | 73229000 | DK
034224-1 | Control box assembly DLO rebuilding |  |  | 1 | 11474.60 | 1536.30 | 1317.50 | 10 | 10327.30 | 1382.40 | 1185.80 |  |  |  |  | 1000 | 1000 | 1000 | 10700 |  | 84159000 | DK
034493 | FDO4054-056 (approx. 50mm at 18 kg) |  |  | 1 | 693.70 | 92.50 | 79.70 | 10 | 624.30 | 83.30 | 71.70 |  |  |  |  | 50 | 50 | 60 | 110 |  | 84149000
034494 | FDO4054-084 (approx. 50mm at 26 kg) |  |  | 1 | 693.70 | 93.10 | 79.70 | 10 | 624.30 | 83.80 | 71.70 |  |  |  |  | 55 | 50 | 50 | 150 |  | 84149000
035052 | Radial fan, RH31Cpro, with measuring tap, bore ø19 |  |  | 1 | 3043.70 | 407.50 | 349.40 | 10 | 2739.30 | 366.70 | 314.50 |  |  |  |  | 0 | 23 | 37 | 4000 |  | 84145935 | DE
035057 | Finger screw, M6/35 |  |  | 1 | 8.00 | 1.20 | 1.20 | 10 | 7.20 | 1.10 | 1.10 |  |  |  |  | 50 | 40 | 40 | 18 |  | 66039010 | DK
035069 | Centrifugal fan (with housing), fan BasX 04 |  |  | 1 | 5777.80 | 773.50 | 663.30 | 10 | 5200.00 | 696.10 | 597.00 |  |  |  |  | 550 | 450 | 600 | 14500 |  | 84145935 | IT
035113 | Centrifugal fan (with housing) |  |  | 1 | 8145.50 | 1090.40 | 935.20 | 10 | 7331.00 | 981.40 | 841.70 |  |  |  |  | 700 | 700 | 600 | 26000 |  | 84145935 | IT
035114 | Fan THLZ 400 |  |  | 1 | 9198.80 | 1231.40 | 1056.10 | 10 | 8278.90 | 1108.30 | 950.50 |  |  |  |  | 1000 | 600 | 700 | 88000 |  | 84145935 | IT
035133 | Cover for control box, CDT | 036729,036835 |  | 1 | 745.60 | 99.90 | 85.90 | 10 | 671.00 | 89.90 | 77.30 |  |  |  |  | 200 | 155 | 30 | 126 |  | 39269097 | DK
035219 | Rubber Nut M5 Brass Well-nut, G-1032 |  |  | 1 | 7.40 | 1.20 | 0.80 | 10 | 6.70 | 1.10 | 0.70 |  |  |  |  | 20 | 20 | 20 | 4 |  | 74153300
035239-1 | Cover for air discharge, ø225 |  |  | 1 | 1246.25 | 167.00 | 143.00 | 10 | 1121.75 | 150.00 | 128.75 |  |  |  |  | 670 | 400 | 5 | 1750 |  | 84159000 | DK
035239-2 | Cover for air discharge, ø225 |  |  | 1 | 1246.25 | 167.00 | 143.00 | 10 | 1121.75 | 150.00 | 128.75 |  |  |  |  | 670 | 400 | 5 | 1750 |  | 84159000 | DK
035239-3 | Cover for air discharge, ø225 |  |  | 1 | 1246.25 | 167.00 | 143.00 | 10 | 1121.75 | 150.00 | 128.75 |  |  |  |  | 670 | 400 | 5 | 1750 |  | 84159000 | DK
035239-4 | Cover for air discharge, ø225 |  |  | 1 | 1246.25 | 167.00 | 143.00 | 10 | 1121.75 | 150.00 | 128.75 |  |  |  |  | 670 | 400 | 5 | 1750 |  | 84159000 | DK
035242-1 | Cover for air intake, ø225 |  |  | 1 | 1566.75 | 209.75 | 180.00 | 10 | 1410.00 | 188.75 | 122.00 |  |  |  |  | 670 | 400 | 10 | 500 |  | 84159000 | DK
035242-2 | Cover for air intake, ø225 |  |  | 1 | 1566.75 | 209.75 | 180.00 | 10 | 1410.00 | 188.75 | 122.00 |  |  |  |  | 670 | 400 | 10 | 500 |  | 84159000 | DK
035242-3 | Cover for air intake, ø225 |  |  | 1 | 1566.75 | 209.75 | 180.00 | 10 | 1410.00 | 188.75 | 122.00 |  |  |  |  | 670 | 400 | 10 | 500 |  | 84159000 | DK
035242-4 | Cover for air intake, ø225 |  |  | 1 | 1566.75 | 209.75 | 180.00 | 10 | 1410.00 | 188.75 | 122.00 |  |  |  |  | 670 | 400 | 10 | 500 |  | 84159000 | DK
035242-5 | Cover for air intake, ø225 |  |  | 1 | 1566.75 | 209.75 | 180.00 | 10 | 1410.00 | 188.75 | 122.00 |  |  |  |  | 670 | 400 | 10 | 500 |  | 84159000 | DK
035351 | Radial fan, 2.2 kW 400/690 V |  |  | 1 | 8713.30 | 1166.50 | 1000.40 | 10 | 7842.00 | 1049.90 | 900.40 |  |  |  |  | 600 | 600 | 550 | 42000 |  | 84145935 | DE
035360 | Radial fan, 5.5 kW 400/690 V |  |  | 1 | 16549.50 | 2215.70 | 1900.20 | 10 | 14894.60 | 1994.10 | 1710.20 |  |  |  |  | 900 | 900 | 800 | 108000 |  | 84145935 | DE
035361 | Radial fan, 7.5 kW 400/690 V |  |  | 1 | 16870.30 | 2258.50 | 1936.90 | 10 | 15183.30 | 2032.70 | 1743.20 |  |  |  |  | 900 | 900 | 800 | 107000 |  | 84145935 | DE
035369 | Radial fan, 15 kW 400/690 V |  |  | 1 | 34056.40 | 4559.30 | 3910.00 | 10 | 30650.80 | 4103.40 | 3519.00 |  |  |  |  | 1050 | 1050 | 850 | 269000 |  | 84145935 | DE
035693 | Spacer ø12/ø9 x 33 | 036961 |  | 1 | 39.40 | 5.30 | 4.70 | 10 | 35.50 | 4.80 | 4.20 |  |  |  |  | 33 | 12 | 12 | 10 |  | 84149000 | DK
035809 | Plastic label, label for control box, CDT | 036729 |  | 1 | 43.40 | 5.80 | 5.30 | 10 | 39.10 | 5.20 | 4.80 |  |  |  |  | 170 | 130 | 10 | 10 |  | 48211010 | DK
035862 | Sheet filter, PPI 15, front grille, black, CDT | 036755 |  | 1 | 46.10 | 6.20 | 5.30 | 10 | 41.40 | 5.50 | 4.80 |  |  |  |  | 330 | 273 | 15 | 40 |  | 84219990
035901 | Rotary compressor, Hitachi BSD122DT-P6AG | 074558,036895 |  | 1 | 1310.20 | 175.40 | 150.40 | 10 | 1179.20 | 157.90 | 135.40 |  |  |  |  | 190 | 140 | 290 | 9410 | For a complete compressor these parts are needed. | 84143020 | JP
035903 | Motor guard, compressor | 074558,036895 |  | 1 | 39.20 | 5.20 | 4.50 | 10 | 35.20 | 4.70 | 4.00 |  |  |  |  | 25 | 25 | 30 | 10 |  | 84149000 | JP
035904 | Vibration damper, compressor | 036896,036895,074558 |  | 1 | 17.50 | 2.30 | 2.30 | 10 | 15.80 | 2.10 | 2.10 |  |  |  |  | 27 | 27 | 23 | 12 |  | 40169300 | JP
035906 | Flange nut M5, compressor | 036895,074558 |  | 1 | 5.80 | 1.00 | 0.50 | 10 | 5.20 | 0.90 | 0.50 |  |  |  |  | 20 | 20 | 15 | 5 |  | 84149000 | JP
035907 | Rubber washer, ø12.5/ø5.5/1mm | 054088,036895,074558 |  | 1 | 65.40 | 8.80 | 7.50 | 10 | 58.90 | 7.90 | 6.80 |  |  |  |  | 12 | 12 | 1 | 1 |  | 84149000 | JP
035908 | Gasket, compressor | 074558,036895 |  | 1 | 35.00 | 4.90 | 4.10 | 10 | 31.50 | 4.40 | 3.70 |  |  |  |  | 90 | 70 | 1 | 6 |  | 84149000 | JP
035909 | Thermal cover, Compressor BSD122DT-P6A |  |  | 1 | 114.50 | 15.40 | 13.10 | 10 | 103.10 | 13.90 | 11.80 |  |  |  |  | 50 | 50 | 100 | 10 |  | 84149000 | JP
035910 | Accessory for compressor, spring | 036895 |  | 1 | 24.50 | 3.50 | 3.00 | 10 | 22.10 | 3.20 | 2.70 |  |  |  |  | 26 | 26 | 12 | 1 |  | 84149000 | JP
035973 | Sheet filter, for front grille, CDT 40/40S | 036957 |  | 1 | 62.20 | 8.30 | 7.10 | 10 | 55.90 | 7.50 | 6.40 |  |  |  |  | 430 | 310 | 15 | 62 |  | 84219990
036018 | Cable set, CDT 40 S unit | 037072,071058 |  | 1 | 240.00 | 32.10 | 27.70 | 10 | 216.00 | 28.90 | 24.90 |  |  |  |  | 150 | 140 | 5 | 84 |  | 85444290 | CN
036082 | Rubber plate material, gasket for hour meter | 036729 |  | 1 | 12.30 | 1.70 | 1.50 | 10 | 11.10 | 1.50 | 1.40 |  |  |  |  | 55 | 30 | 1 | 1 |  | 40169300 | DK
036092 | Hinge, tightening fitting for bracket for transport, complete with M6 rivet nut |  |  | 1 | 14.20 | 1.90 | 1.60 | 10 | 12.80 | 1.70 | 1.40 |  |  |  |  | 55 | 16 | 33 | 29 |  | 83021000 | DK
036120 | Capillary tube | 074558 |  | 1 | 254.70 | 34.10 | 29.20 | 10 | 229.20 | 30.70 | 26.30 |  |  |  |  | 190 | 100 | 50 | 54 |  | 84159000 | DK
036431 | DIN rail, 135mm |  |  | 1 | 22.80 | 3.10 | 2.80 | 10 | 20.20 | 2.50 | 2.30 |  |  |  |  | 140 | 100 | 100 | 200 |  | 84159000 | DK
036442 | Lock washer, ø20, without cover | 036731 |  | 1 | 8.20 | 1.20 | 1.20 | 10 | 7.40 | 1.10 | 1.10 |  |  |  |  | 20 | 20 | 1 | 10 |  | 73182100
036452 | Sheet filter, for front grille, CDT 60 | 037104 |  | 1 | 69.20 | 9.30 | 7.90 | 10 | 62.30 | 8.30 | 7.20 |  |  |  |  | 430 | 385 | 15 | 74 |  | 84219990
036634 | Motor VAM 15/40 MK II US |  |  | 1 | 4177.50 | 559.10 | 479.60 | 10 | 3759.90 | 503.50 | 431.60 |  |  |  |  | 0 | 0 | 0 | 3333 |  | 73229000
036678 | Moulded plastic, threaded plug R1/2", black | 036845 |  | 1 | 85.30 | 11.70 | 10.00 | 10 | 76.80 | 10.50 | 9.00 |  |  |  |  | 3 | 3 | 2 | 4 |  | 39269097 | DK
036733 | Water stop sensor |  |  | 1 | 583.30 | 78.20 | 67.20 | 10 | 525.00 | 70.40 | 60.50 |  |  |  |  | 220 | 130 | 0 | 170 |  | 84159000 | DK
036741-11 | Front cover panel |  |  | 1 | 1798.30 | 240.80 | 206.60 | 10 | 1618.50 | 216.70 | 185.90 |  |  |  |  | 605 | 580 | 340 | 2880 |  | 84159000 | DK
036744-1 | Exhaust air grill |  |  | 1 | 830.20 | 111.30 | 95.50 | 10 | 747.20 | 100.20 | 86.00 |  |  |  |  | 465 | 270 | 85 | 650 |  | 84159000 | DK
036760 | Steel tubes, wheel axle for CDT 90 | 037133 |  | 1 | 166.10 | 22.50 | 19.20 | 10 | 149.50 | 20.30 | 17.30 |  |  |  |  | 625 | 45 | 45 | 429 |  | 73269098 | DK
036762-1 | Handle for transport |  |  | 1 | 589.60 | 78.90 | 67.70 | 10 | 530.60 | 71.00 | 60.90 |  |  |  |  | 610 | 290 | 50 | 770 |  | 84159000 | DK
036833-1 | Diode for CDT |  |  | 1 | 632.30 | 72.60 | 84.70 | 10 | 569.10 | 65.30 | 76.20 |  |  |  |  | 220 | 140 | 40 | 30 |  | 84159000 | DK
036833-2 | Diode for CDT |  |  | 1 | 560.70 | 75.10 | 64.40 | 10 | 504.60 | 67.60 | 57.90 |  |  |  |  | 220 | 140 | 40 | 30 |  | 84159000 | DK
036847-1 | Finger screw M6/15 (20 pcs.) |  | 5305-22-620-1711 | 1 | 365.90 | 49.00 | 42.00 | 10 | 329.20 | 44.10 | 38.10 |  |  |  |  | 350 | 245 | 35 | 270 |  | 84159000 | DK
036849 | Sheet filter, for front grille, CDT 90 | 037128 |  | 1 | 147.60 | 19.80 | 16.90 | 10 | 132.80 | 17.80 | 15.20 |  |  |  |  | 540 | 440 | 15 | 110 |  | 84219990
036894-1 | Front grille with filter |  |  | 1 | 861.50 | 115.30 | 98.90 | 10 | 775.40 | 103.80 | 89.00 |  |  |  |  | 355 | 300 | 325 | 780 |  | 84159000 | DK
036915 | Front grille w/filter |  |  | 1 | 630.20 | 84.40 | 72.40 | 10 | 567.20 | 76.00 | 65.20 |  |  |  |  | 355 | 300 | 325 | 830 |  | 84159000 | DK
036956-1 | Front grille with filter | 037069 |  | 1 | 1236.40 | 165.50 | 141.90 | 10 | 1112.70 | 149.00 | 127.80 |  |  |  |  | 515 | 420 | 100 | 1200 |  | 84159000 | DK
036959-1 | Handle for transport |  |  | 1 | 937.80 | 125.50 | 107.70 | 10 | 844.00 | 113.00 | 96.90 |  |  |  |  | 689 | 390 | 22 | 1000 |  | 84159000 | DK
036959-2 | Handle for transport |  |  | 1 | 937.80 | 125.50 | 107.70 | 10 | 844.00 | 113.00 | 96.90 |  |  |  |  | 689 | 390 | 22 | 1000 |  | 84159000 | DK
036960-2 | Air discharge grille |  |  | Single item PCS: 1; Single item DKK: 1151.70; Single item EUR: 154.40; Single item GBP: 132.20 | 513 | 336 | 12 | 1320 |  | 84159000 | DK
036986-4 | Front cover panel |  |  | 1 | 962.60 | 128.90 | 110.50 | 10 | 866.40 | 116.00 | 99.50 |  |  |  |  | 700 | 510 | 510 | 3930 |  | 84159000 | DK
037103-2 | Front grille with filter |  |  | 1 | 1219.90 | 163.30 | 140.10 | 10 | 1097.90 | 147.00 | 126.00 |  |  |  |  | 510 | 490 | 155 | 1380 |  | 84159000 | DK
037106-2 | Air discharge grille |  |  | 1 | 1038.10 | 139.00 | 119.00 | 10 | 934.30 | 125.10 | 107.10 |  |  |  |  | 600 | 340 | 15 | 1492 |  | 84159000 | DK
037110-3 | Front cover panel |  |  | 1 | 1638.10 | 219.30 | 188.10 | 10 | 1474.30 | 197.40 | 169.30 |  |  |  |  | 840 | 685 | 410 | 4250 |  | 84159000 | DK
037127-3 | Front grille with filter |  |  | 1 | 972.20 | 130.10 | 111.60 | 10 | 875.00 | 117.10 | 100.50 |  |  |  |  | 550 | 450 | 80 | 3000 |  | 84159000 | DK
037129-1 | Handle for transport |  |  | 1 | 1084.80 | 145.40 | 124.70 | 10 | 976.30 | 130.90 | 112.20 |  |  |  |  | 504 | 333 | 22 | 825 |  | 84159000 | DK
037130-1 | Air discharge grille |  |  | 1 | 730.40 | 97.80 | 83.90 | 10 | 657.40 | 88.00 | 75.50 |  |  |  |  | 760 | 460 | 160 | 3720 |  | 84159000 | DK
037130-2 | Air discharge grille |  |  | 1 | 730.40 | 97.80 | 83.90 | 10 | 657.40 | 88.00 | 75.50 |  |  |  |  | 760 | 460 | 160 | 3720 |  | 84159000 | DK
037135-3 | Front cover panel, upper |  |  | 1 | 1538.90 | 206.00 | 176.70 | 10 | 1385.00 | 185.40 | 159.00 |  |  |  |  | 850 | 650 | 260 | 5420 |  | 84159000 | DK
037463 | Electric motor cpl. Vent R/C 2 |  |  | 1 | 8278.90 | 1108.10 | 950.50 | 10 | 7451.00 | 997.30 | 855.50 |  |  |  |  | 250 | 210 | 230 | 8292 |  | 84159000 | DK
037465 | Electric motor complete. Vent R/C 4 | 035968 |  | 1 | 8712.10 | 1166.50 | 1000.60 | 10 | 7840.90 | 1049.90 | 900.50 |  |  |  |  | 385 | 295 | 360 | 9240 |  | 84159000 | DK
037489 | Locking clip for hour meter | 036729,036827 |  | 1 | 35.40 | 4.70 | 4.10 | 10 | 31.90 | 4.20 | 3.70 |  |  |  |  | 60 | 35 | 28 | 4 |  | 39269097
037773 | Clip for bulb, ø12/tube ø10 | 038570,038571,094684 |  | 1 | 62.80 | 8.50 | 7.30 | 10 | 56.50 | 7.70 | 6.60 |  |  |  |  | 25 | 20 | 15 | 4 |  | 90321020
038049-1 | Filter frame for filter, summer |  |  | 1 | 521.90 | 70.10 | 60.10 | 10 | 469.70 | 63.10 | 54.10 |  |  |  |  | 350 | 180 | 40 | 440 |  | 84159000 | DK
038052-1 | Filter frame for filter, winter |  |  | 1 | 649.30 | 87.00 | 74.70 | 10 | 584.40 | 78.30 | 67.20 |  |  |  |  | 338 | 159 | 13 | 1000 |  | 84159000 | DK
038817 | Drip tray |  |  | 1 | 1835.60 | 245.80 | 210.70 | 10 | 1652.00 | 221.20 | 189.60 |  |  |  |  | 1050 | 230 | 100 | 1750 |  | 84159000 | DK
038818-1 | Front cover panel, lower |  |  | 1 | 975.60 | 130.70 | 112.00 | 10 | 878.00 | 117.60 | 100.80 |  |  |  |  | 650 | 550 | 70 | 1700 |  | 84159000 | DK
039089 | Fitting for wire and hose, hose spigot 1/2" | 046627 |  | 1 | 47.10 | 6.40 | 5.50 | 10 | 42.40 | 5.80 | 5.00 |  |  |  |  | 100 | 50 | 50 | 50 |  | 84158300 | DK
039095 | Counter nut 1/2", brass | 038819 |  | 1 | 38.10 | 5.30 | 4.30 | 10 | 34.30 | 4.80 | 3.90 |  |  |  |  | 50 | 50 | 50 | 50 |  | 74153300 | DK
039102 | Control panel, display FC 101 |  |  | 1 | 729.80 | 97.70 | 84.10 | 10 | 656.80 | 87.90 | 75.70 |  |  |  |  | 100 | 75 | 30 | 60 |  | 85371091 | DK
039167-1 | Air baffle box complete, condenser |  |  | 1 | 1779.40 | 238.20 | 204.50 | 10 | 1601.70 | 214.60 | 184.00 |  |  |  |  | 490 | 355 | 65 | 1000 |  | 73229000 | DK
039167-2 | Air baffle box complete, condenser |  |  | 1 | 1779.40 | 238.20 | 204.50 | 10 | 1601.70 | 214.60 | 184.00 |  |  |  |  | 490 | 355 | 65 | 1000 |  | 73229000 | DK
039167-3 | Air baffle box complete, condenser |  |  | 1 | 1779.40 | 238.20 | 204.50 | 10 | 1601.70 | 214.60 | 184.00 |  |  |  |  | 490 | 355 | 65 | 1000 |  | 73229000 | DK
039167-4 | Air baffle box complete, condenser |  |  | 1 | 1779.40 | 238.20 | 204.50 | 10 | 1601.70 | 214.60 | 184.00 |  |  |  |  | 490 | 355 | 65 | 1000 |  | 73229000 | DK
039167-5 | Air baffle box complete, condenser |  |  | 1 | 1779.40 | 238.20 | 204.50 | 10 | 1601.70 | 214.60 | 184.00 |  |  |  |  | 490 | 355 | 65 | 1000 |  | 73229000 | DK
039167-6 | Air baffle box complete, condenser |  |  | 1 | 1779.40 | 238.20 | 204.50 | 10 | 1601.70 | 214.60 | 184.00 |  |  |  |  | 490 | 355 | 65 | 1000 |  | 73229000 | DK
039182 | Controller PCB | 036753 |  | 1 | 2751.90 | 368.40 | 315.90 | 10 | 2476.70 | 331.50 | 284.30 |  |  |  |  | 155 | 95 | 35 | 275 |  | 85371091 | DK
039239 | Radial fan, ER71C 11kw 230/400V |  |  | 1 | 26043.80 | 3486.50 | 2990.10 | 10 | 23439.40 | 3137.80 | 2691.10 |  |  |  |  | 0 | 0 | 0 | 174000 |  | 84145935 | DE
039244 | Radial fan, ER80I 18.5 kW 400/690 V |  |  | 1 | 34534.60 | 3964.90 | 4623.00 | 10 | 31081.10 | 3568.40 | 4160.70 |  |  |  |  | 1045 | 960 | 1150 | 294000 |  | 84145935 | DE
039387-1 | Elkasse AC-M5W (Heatversion) |  |  | 1 | 447.60 | 59.80 | 51.40 | 10 | 403.00 | 53.70 | 46.40 |  |  |  |  | 250 | 190 | 140 | 500 |  | 84159000 | DK
039387-10 | Elkasse AC-M5W (Heatversion) |  |  | 1 | 447.60 | 59.80 | 51.40 | 10 | 403.00 | 53.70 | 46.40 |  |  |  |  | 250 | 190 | 140 | 500 |  | 84159000 | DK
039387-2 | Elkasse AC-M5W (Heatversion) |  |  | 1 | 447.60 | 59.80 | 51.40 | 10 | 403.00 | 53.70 | 46.40 |  |  |  |  | 250 | 190 | 140 | 500 |  | 84159000 | DK
039387-3 | Elkasse AC-M5W (Heatversion) |  |  | 1 | 447.60 | 59.80 | 51.40 | 10 | 403.00 | 53.70 | 46.40 |  |  |  |  | 250 | 190 | 140 | 500 |  | 84159000 | DK
039387-4 | Elkasse AC-M5W (Heatversion) |  |  | 1 | 447.60 | 59.80 | 51.40 | 10 | 403.00 | 53.70 | 46.40 |  |  |  |  | 250 | 190 | 140 | 500 |  | 84159000 | DK
039387-5 | Elkasse AC-M5W (Heatversion) |  |  | 1 | 447.60 | 59.80 | 51.40 | 10 | 403.00 | 53.70 | 46.40 |  |  |  |  | 250 | 190 | 140 | 500 |  | 84159000 | DK
039387-6 | Elkasse AC-M5W (Heatversion) |  |  | 1 | 447.60 | 59.80 | 51.40 | 10 | 403.00 | 53.70 | 46.40 |  |  |  |  | 250 | 190 | 140 | 500 |  | 84159000 | DK
039387-7 | Elkasse AC-M5W (Heatversion) |  |  | 1 | 447.60 | 59.80 | 51.40 | 10 | 403.00 | 53.70 | 46.40 |  |  |  |  | 250 | 190 | 140 | 500 |  | 84159000 | DK
039387-8 | Elkasse AC-M5W (Heatversion) |  |  | 1 | 447.60 | 59.80 | 51.40 | 10 | 403.00 | 53.70 | 46.40 |  |  |  |  | 250 | 190 | 140 | 500 |  | 84159000 | DK
039387-9 | Elkasse AC-M5W (Heatversion) |  |  | 1 | 447.60 | 59.80 | 51.40 | 10 | 403.00 | 53.70 | 46.40 |  |  |  |  | 250 | 190 | 140 | 500 |  | 84159000 | DK
039557 | Cable set, control panel AC-M5 W for 2 kW Heat |  |  | 1 | 838.20 | 112.30 | 96.30 | 10 | 754.50 | 100.80 | 86.50 |  |  |  |  | 250 | 250 | 250 | 500 |  | 85444290 | PL
039651 | Switch, CT 1P | 510340 |  | 1 | 376.20 | 50.40 | 43.20 | 10 | 338.60 | 45.40 | 38.90 |  |  |  |  | 0 | 0 | 0 | 112 |  | 85365080 | DK
039698 | Flexible connector for fan |  |  | 1 | 1527.10 | 204.50 | 175.30 | 10 | 1374.40 | 184.10 | 157.80 |  |  |  |  | 730 | 750 | 150 | 2000 |  | 84149000
039699 | Flexible connector for fan |  |  | 1 | 1152.10 | 154.20 | 132.30 | 10 | 1036.90 | 138.80 | 119.10 |  |  |  |  | 220 | 220 | 150 | 300 |  | 84149000
039705-1 | Front door |  |  | 1 | 1796.50 | 240.50 | 206.40 | 10 | 1616.90 | 216.50 | 185.80 |  |  |  |  | 605 | 580 | 340 | 3010 |  | 84159000 | DK
039777 | Torx-key T25, temper, hardened No. 3010000000S |  | 5120-22-636-1870 | 1 | 61.00 | 6.90 | 6.90 | 10 | 54.90 | 7.40 | 6.30 |  |  |  |  | 98 | 0 | 0 | 18 |  | 82054000
039900 | Frequency converter, 1.5 kW, 400 V |  |  | 1 | 4813.60 | 644.50 | 552.90 | 10 | 4332.20 | 580.10 | 497.60 |  |  |  |  | 0 | 0 | 0 | 2100 | Replaces DT no. 806025 / VLT2815 / 195N1039 | 85044088
039901 | Frequency converter, 2.2 kW, 400 V |  |  | 1 | 5086.40 | 681.10 | 584.20 | 10 | 4577.80 | 613.00 | 525.80 |  |  |  |  | 0 | 0 | 0 | 3700 | Replaces DT 086799 / VLT2815 / 195N1039 | 85044088
039902 | Frequency converter, 3 kW, 400 V |  |  | 1 | 5487.80 | 734.70 | 630.20 | 10 | 4939.00 | 661.20 | 567.20 |  |  |  |  | 0 | 0 | 0 | 3700 |  | 85044088
039903 | Frequency converter, 4 kW, 400 V |  |  | 1 | 6072.30 | 813.00 | 697.40 | 10 | 5465.10 | 731.70 | 627.70 |  |  |  |  | 0 | 0 | 0 | 3700 |  | 85044088
039904 | Frequency converter, 5.5 kW, 400 V |  |  | 1 | 7254.00 | 971.30 | 832.80 | 10 | 6528.60 | 874.20 | 749.50 |  |  |  |  | 0 | 0 | 0 | 6000 |  | 85044088
039905 | Frequency converter, 7.5 kW, 400 V |  |  | 1 | 9097.20 | 1217.90 | 1044.50 | 10 | 8187.50 | 1096.10 | 940.10 |  |  |  |  | 0 | 0 | 0 | 6000 |  | 85044088
039906 | Frequency converter, 11 kW, 400 V |  |  | 1 | 11248.70 | 1505.90 | 1291.40 | 10 | 10123.80 | 1355.30 | 1162.30 |  |  |  |  | 0 | 0 | 0 | 19000 |  | 85044088
039907 | Frequency converter, 15 kW, 400 V |  |  | 1 | 13936.50 | 1865.10 | 1600.30 | 10 | 12542.90 | 1678.60 | 1440.30 |  |  |  |  | 0 | 0 | 0 | 19000 |  | 85044088
039908 | Frequency converter, 18.5 kW, 400 V |  |  | 1 | 16637.00 | 2227.50 | 1910.30 | 10 | 14973.30 | 2004.80 | 1719.30 |  |  |  |  | 0 | 0 | 0 | 19000 |  | 85044088
039961 | Sensor with metal housing, 5m white cable | 039961 |  | 1 | 114.00 | 15.50 | 13.40 | 10 | 102.60 | 14.00 | 12.10 |  |  |  |  | 100 | 100 | 40 | 100 |  | 84159000
039962 | Sensor, duct sensor NTC 20K TT-D-MOT-2 | 071023 |  | 1 | 588.00 | 78.70 | 67.50 | 10 | 529.20 | 70.80 | 60.80 |  |  |  |  | 200 | 110 | 80 | 50 |  | 90321080
040213-1 | Front cover panel |  |  | 1 | 2758.60 | 369.30 | 316.80 | 10 | 2482.80 | 332.50 | 285.10 |  |  |  |  | 990 | 760 | 125 | 4850 |  | 84159000 | DK
040213-2 | Front cover panel |  |  | 1 | 2758.60 | 369.30 | 316.80 | 10 | 2482.80 | 332.50 | 285.10 |  |  |  |  | 990 | 760 | 125 | 4850 |  | 84159000 | DK
040213-3 | Front cover panel |  |  | 1 | 2758.60 | 369.30 | 316.80 | 10 | 2482.80 | 332.50 | 285.10 |  |  |  |  | 990 | 760 | 125 | 4850 |  | 84159000 | DK
040213-4 | Front cover panel |  |  | 1 | 2758.60 | 369.30 | 316.80 | 10 | 2482.80 | 332.50 | 285.10 |  |  |  |  | 990 | 760 | 125 | 4850 |  | 84159000 | DK
040213-5 | Front cover panel |  |  | 1 | 2758.60 | 369.30 | 316.80 | 10 | 2482.80 | 332.50 | 285.10 |  |  |  |  | 990 | 760 | 125 | 4850 |  | 84159000 | DK
040213-6 | Front cover panel |  |  | 1 | 2758.60 | 369.30 | 316.80 | 10 | 2482.80 | 332.50 | 285.10 |  |  |  |  | 990 | 760 | 125 | 4850 |  | 84159000 | DK
040214-1 | Inspection cover | 210340 |  | 1 | 2050.20 | 274.40 | 235.40 | 10 | 1845.20 | 247.10 | 212.10 |  |  |  |  | 600 | 570 | 320 | 2000 |  | 73229000 | DK
040214-2 | Inspection cover | 210340 |  | 1 | 2050.20 | 274.40 | 235.40 | 10 | 1845.20 | 247.10 | 212.10 |  |  |  |  | 600 | 570 | 320 | 2000 |  | 73229000 | DK
040434 | Air discharge grille, complete | 079230 | 5340226111594 | 1 | 1097.60 | 147.20 | 126.00 | 10 | 987.90 | 132.30 | 113.80 |  |  |  |  | 580 | 310 | 80 | 284 |  | 73229000
040575 | Condenser, 250 x 300 x 98mm | 036743,074558 |  | 1 | 945.80 | 126.80 | 108.70 | 10 | 851.20 | 114.10 | 97.80 |  |  |  |  | 330 | 350 | 150 | 1670 |  | 84189910
040576 | Evaporator coil, 250 x 300 x 77mm | 074558,036743 |  | 1 | 637.30 | 85.50 | 76.90 | 10 | 573.60 | 77.00 | 69.20 |  |  |  |  | 300 | 250 | 80 | 2690 |  | 84189910
040743 | Filter with filter grilles |  |  | 1 | 1583.10 | 211.90 | 181.90 | 10 | 1424.80 | 190.70 | 163.70 |  |  |  |  | 920 | 880 | 40 | 2880 |  | 84159000
040747 | Sheet filter, 260 x 220mm | 040790 |  | 1 | 105.00 | 14.00 | 12.00 | 10 | 79.20 | 10.60 | 9.10 |  |  |  |  | 250 | 220 | 10 | 18 |  | 84219990
040762 | Sheet filter, 210 x 330mm | 040805 |  | 1 | 54.50 | 7.30 | 6.30 | 10 | 49.00 | 6.60 | 5.60 |  |  |  |  | 210 | 160 | 50 | 24 |  | 84219990
040777 | Sheet filter, 260 x 400mm |  |  | 1 | 60.90 | 8.20 | 7.00 | 10 | 54.80 | 7.30 | 6.30 |  |  |  |  | 280 | 200 | 40 | 30 |  | 84219990
040788 | V-belt |  |  | 1 | 461.20 | 61.90 | 52.90 | 10 | 415.10 | 55.70 | 47.60 |  |  |  |  | 100 | 100 | 50 | 500
040791 | PPS Rotor |  |  | 1 | 5448.00 | 729.30 | 625.50 | 10 | 4903.20 | 656.40 | 562.90 |  |  |  |  | 300 | 300 | 200 | 4000 |  | 84195020
040792 | Toggle switch, black |  |  | 1 | 90.00 | 12.00 | 10.30 | 10 | 81.00 | 10.80 | 9.30 |  |  |  |  | 50 | 30 | 30 | 10 |  | 85365080
040793 | Toggle switch, on/off, red |  |  | 1 | 90.00 | 12.00 | 10.30 | 10 | 81.00 | 10.80 | 9.30 |  |  |  |  | 50 | 50 | 10 | 50 |  | 85365080
040794 | Hour counter |  |  | 1 | 560.00 | 75.00 | 64.30 | 10 | 504.00 | 67.50 | 57.90 |  |  |  |  | 80 | 60 | 60 | 300
040797 | Capacitor, gear motor, 0.12 µF |  |  | 1 | 196.00 | 26.20 | 22.50 | 10 | 176.40 | 23.60 | 20.30 |  |  |  |  | 100 | 30 | 30 | 50 |  | 85322200
040798 | Heating element, PTC, 15/18 IS |  |  | 1 | 2536.00 | 341.30 | 292.80 | 10 | 2282.40 | 307.20 | 263.60 |  |  |  |  | 200 | 200 | 100 | 500
040799 | PTFE Insulation, single |  |  | 1 | 367.80 | 49.30 | 42.40 | 10 | 331.00 | 44.40 | 38.20 |  |  |  |  | 100 | 100 | 50 | 10 |  | 70199000
040800 | Axial fan |  |  | 1 | 1160.30 | 155.30 | 133.20 | 10 | 1044.20 | 139.80 | 119.90 |  |  |  |  | 200 | 200 | 100 | 1500 |  | 84145925
040801 | Capacitor, for fan 3 µF |  |  | 1 | 210.20 | 28.10 | 24.30 | 10 | 189.20 | 25.30 | 21.90 |  |  |  |  | 50 | 40 | 30 | 50 |  | 85322200
040802 | V-belt |  |  | 1 | 533.00 | 71.30 | 61.20 | 10 | 479.70 | 64.20 | 55.10 |  |  |  |  | 200 | 200 | 20 | 500 |  | 40103200
040806 | PPS Rotor heat exchanger |  |  | 1 | 3500.00 | 468.50 | 401.80 | 10 | 3150.00 | 421.70 | 361.70 |  |  |  |  | 400 | 400 | 200 | 3000 |  | 84195020
040807 | Selector swich |  |  | 1 | 616.00 | 82.50 | 70.70 | 10 | 554.40 | 74.20 | 63.70 |  |  |  |  | 20 | 20 | 20 | 50 |  | 85365080
040809 | Heating element, PTC, 15/22 IS |  |  | 1 | 1959.00 | 263.70 | 226.20 | 10 | 1763.10 | 237.30 | 203.60 |  |  |  |  | 20 | 20 | 20 | 1 |  | 85168080
040810 | Axial fan |  |  | 1 | 4046.00 | 541.60 | 464.50 | 10 | 3641.40 | 487.50 | 418.10 |  |  |  |  | 300 | 300 | 300 | 3000 |  | 84145925
040812 | PPS Rotor heat exchanger |  |  | 1 | 5844.00 | 782.30 | 671.00 | 10 | 5259.60 | 704.10 | 603.90 |  |  |  |  | 300 | 300 | 200 | 2000 |  | 84159000
040813 | Ammeter |  |  | 1 | 560.00 | 75.00 | 64.30 | 10 | 504.00 | 67.50 | 57.90 |  |  |  |  | 40 | 40 | 40 | 100
040814 | Heating element, HRKK 20/22 |  |  | 1 | 3120.00 | 419.90 | 360.30 | 10 | 2808.00 | 377.90 | 324.20 |  |  |  |  | 200 | 200 | 100 | 300
040815 | Axial fan |  |  | 1 | 5571.00 | 745.75 | 639.60 | 10 | 5013.90 | 671.20 | 575.60 |  |  |  |  | 200 | 200 | 100 | 2000 |  | 84145925
040816 | Capacitor, for fan, fan, 6 µF |  |  | 1 | 560.00 | 75.00 | 64.30 | 10 | 504.00 | 67.50 | 57.90 |  |  |  |  | 30 | 10 | 10 | 50 |  | 85322200
040817 | V-belt |  |  | 1 | 518.50 | 69.40 | 59.50 | 10 | 466.70 | 62.50 | 53.60 |  |  |  |  | 200 | 200 | 50 | 100
040874 | Electric motor with Saia gear |  |  | 1 | 1309.00 | 175.20 | 150.30 | 10 | 1178.10 | 157.70 | 135.30 |  |  |  |  | 150 | 100 | 100 | 800 |  | 84159000 | DK
040877 | PTFE insulation, double |  |  | 1 | 426.20 | 56.90 | 49.00 | 10 | 383.60 | 51.20 | 44.10 |  |  |  |  | 100 | 100 | 50 | 10 |  | 70199000 | DK
040878 | Socket, relay |  |  | 1 | 146.00 | 19.60 | 16.60 | 10 | 131.40 | 17.60 | 14.90 |  |  |  |  | 50 | 50 | 30 | 10 |  | 85364900 | DK
040880 | Timer |  |  | 1 | 588.00 | 78.70 | 67.50 | 10 | 529.20 | 70.80 | 60.80 |  |  |  |  | 50 | 50 | 30 | 10 |  | 85389091 | DK
040881 | Relay |  |  | 1 | 262.80 | 35.00 | 30.10 | 10 | 236.50 | 31.50 | 27.10 |  |  |  |  | 10 | 10 | 10 | 10 |  | 85364900 | DK
040882 | Thermostat |  |  | 1 | 1209.70 | 162.00 | 139.00 | 10 | 1088.70 | 145.80 | 125.10 |  |  |  |  | 5 | 50 | 5 | 34 |  | 90321080 | DK
040891 | PTFE insulation, single |  |  | 1 | 426.20 | 56.90 | 49.00 | 10 | 383.60 | 51.20 | 44.10 |  |  |  |  | 100 | 100 | 10 | 50 |  | 70199000 | DK
041849 | Pressostat, low pressure | 087956,299000,099426,087956 |  | 1 | 560.80 | 75.30 | 64.60 | 10 | 504.70 | 67.80 | 58.10 |  |  |  |  | 130 | 50 | 30 | 70 |  | 90322000 | DK
041900 | ø10mm hose for pump cassette |  |  | 1 | 55.90 | 7.50 | 6.40 | 30 | 36.10 | 4.90 | 4.10 |  |  |  |  | 100 | 100 | 20 | 56 |  | 40091100 | DK
043029 | Screen for partition wall ACM 5 |  |  | 1 | 186.20 | 25.00 | 21.60 | 10 | 167.60 | 22.50 | 19.30 |  |  |  |  | 250 | 270 | 100 | 1000 |  | 73269098 | DK
043032 | Leading-in plate |  | 5340-22-611-1704 | 1 | 34.20 | 4.80 | 4.00 | 10 | 30.90 | 4.00 | 3.60 |  |  |  |  | 90 | 70 | 10 | 10 |  | 73269098 | DK
043081 | Sheet filter, PPI 15 filter, condenser | 081579 | 4130-22-126-0523 | 1 | 116.30 | 15.70 | 13.50 | 10 | 104.70 | 14.40 | 11.80 |  |  |  |  | 430 | 320 | 30 | 130 |  | 84219990 | DK
043087 | Sheet filter, evaporator |  | 4130-22-126-0524 | 1 | 94.10 | 13.50 | 10.70 | 10 | 84.80 | 11.20 | 9.60 |  |  |  |  | 500 | 28 | 10 | 6 |  | 84219990 | DK
043113-1 | Fan foot, evaporator, 2 pcs. |  |  | 1 | 905.60 | 121.60 | 104.20 | 10 | 814.80 | 109.20 | 93.50 |  |  |  |  | 500 | 200 | 100 | 1200 |  | 84159000 | DK
043113-2 | Fan foot, evaporator, 2 pcs. |  |  | 1 | 905.60 | 121.60 | 104.20 | 10 | 814.80 | 109.20 | 93.50 |  |  |  |  | 500 | 200 | 100 | 1200 |  | 84159000 | DK
043113-3 | Fan foot, evaporator, 2 pcs. |  |  | 1 | 905.60 | 121.60 | 104.20 | 10 | 814.80 | 109.20 | 93.50 |  |  |  |  | 500 | 200 | 100 | 1200 |  | 84159000 | DK
043113-4 | Fan foot, evaporator, 2 pcs. |  |  | 1 | 905.60 | 121.60 | 104.20 | 10 | 814.80 | 109.20 | 93.50 |  |  |  |  | 500 | 200 | 100 | 1200 |  | 84159000 | DK
043113-5 | Fan foot, evaporator, 2 pcs. |  |  | 1 | 905.60 | 121.60 | 104.20 | 10 | 814.80 | 109.20 | 93.50 |  |  |  |  | 500 | 200 | 100 | 1200 |  | 84159000 | DK
043113-6 | Fan foot, evaporator, 2 pcs. |  |  | 1 | 905.60 | 121.60 | 104.20 | 10 | 814.80 | 109.20 | 93.50 |  |  |  |  | 500 | 200 | 100 | 1200 |  | 84159000 | DK
043138 | Copper tubes, condenser/receiver, 1/2" l = 915mm |  | 4710-22-611-4022 | 1 | 176.60 | 23.90 | 20.20 | 10 | 158.90 | 21.60 | 18.30 |  |  |  |  | 780 | 950 | 100 | 400 |  | 74111090
043141 | Copper tubes, dry filter/ inspection glass, 3/8" l = 165mm |  | 4710-22-611-4027 | 1 | 29.70 | 4.00 | 3.30 | 10 | 26.70 | 3.60 | 3.10 |  |  |  |  | 160 | 100 | 100 | 300 |  | 74111090 | DK
045718 | Accessories for cooling components, clip for bulb, ø12/tube ø12 | 094813,094814,094820 |  | 1 | 14.30 | 2.00 | 1.70 | 10 | 12.90 | 1.80 | 1.50 |  |  |  |  | 20 | 15 | 20 | 6 |  | 90321020
045843-2 | Wall-mounting kit |  |  | 1 | 563.50 | 75.60 | 64.80 | 10 | 507.20 | 68.00 | 58.30 |  |  |  |  | 570 | 385 | 110 | 920 |  | 84159000
045936 | Cable set, basic, CDT 20/30/30S/40/40S/60 | 036897,036989,037072 |  | 1 | 485.70 | 65.20 | 55.80 | 10 | 437.10 | 58.70 | 50.20 |  |  |  |  | 230 | 180 | 50 | 80 |  | 85444290
045937 | Cable set, basic, CDT 90 | 037137 |  | 1 | 339.50 | 45.60 | 39.10 | 10 | 305.60 | 41.00 | 35.20 |  |  |  |  | 240 | 180 | 50 | 80 |  | 85444290
045939 | Cable set, compressor CDT 20 |  |  | 1 | 143.30 | 19.20 | 16.60 | 10 | 129.00 | 17.30 | 14.90 |  |  |  |  | 230 | 170 | 20 | 100 |  | 85444290
045940 | Cable set for compressor CDT 30/30S | 036895,036897,074558 |  | 1 | 493.40 | 66.30 | 56.70 | 10 | 444.10 | 59.70 | 51.00 |  |  |  |  | 150 | 150 | 40 | 170 |  | 85444290 | PL
045941 | Cable set, compressor CDT 40/40S/60 | 071057,037072,036989,071058 |  | 1 | 116.20 | 15.80 | 13.40 | 10 | 104.60 | 14.20 | 12.10 |  |  |  |  | 170 | 170 | 50 | 76 |  | 85444290 | CN
045942 | Cable set, compressor CDT 90 | 037137,071063 |  | 1 | 109.40 | 14.60 | 12.60 | 10 | 98.40 | 13.20 | 11.30 |  |  |  |  | 270 | 170 | 50 | 100 |  | 85444290 | CN
046235 | Magnet, ø15 x 6.3 - Front |  |  | 1 | 39.50 | 5.30 | 4.60 | 10 | 35.60 | 4.80 | 4.10 |  |  |  |  | 10 | 10 | 10 | 3 |  | 85051100
046320 | Centrifugal fan (with housing), THLZ 250 DanX 2/4 |  |  | 1 | 5175.50 | 692.80 | 594.20 | 10 | 4658.00 | 623.60 | 534.80 |  |  |  |  | 500 | 500 | 500 | 15000 |  | 84145935
046381 | Pulley |  |  | 1 | 367.80 | 49.30 | 42.40 | 10 | 331.00 | 44.40 | 38.20 |  |  |  |  | 100 | 100 | 30 | 200
046383 | Pulley |  |  | 1 | 367.80 | 49.30 | 42.40 | 10 | 331.00 | 44.40 | 38.20 |  |  |  |  | 200 | 200 | 200 | 200
046407-1 | Hose lock, part 1 |  |  | 1 | 782.10 | 104.70 | 89.90 | 10 | 704.00 | 94.10 | 80.90 |  |  |  |  | 580 | 385 | 110 | 470 |  | 84159000 | DK
046407-2 | Hose lock, part 1 |  |  | 1 | 782.10 | 104.70 | 89.90 | 10 | 704.00 | 94.10 | 80.90 |  |  |  |  | 580 | 385 | 110 | 470 |  | 84159000 | DK
046407-3 | Hose lock, part 1 |  |  | 1 | 782.10 | 104.70 | 89.90 | 10 | 704.00 | 94.10 | 80.90 |  |  |  |  | 580 | 385 | 110 | 470 |  | 84159000 | DK
046425 | Alu xx, complete | 198332 |  | 1 | 1736.30 | 232.40 | 199.30 | 10 | 1562.70 | 209.20 | 179.40 |  |  |  |  | 500 | 400 | 400 | 1200 |  | 76169990
046427-1 | Part 2 for hose connection | 044090 |  | 1 | 728.90 | 97.80 | 83.70 | 10 | 655.90 | 87.90 | 75.30 |  |  |  |  | 580 | 385 | 110 | 710 |  | 84159000 | DK
046427-2 | Part 2 for hose connection | 044090 |  | 1 | 728.90 | 97.80 | 83.70 | 10 | 655.90 | 87.90 | 75.30 |  |  |  |  | 580 | 385 | 110 | 710 |  | 84159000 | DK
046427-3 | Part 2 for hose connection | 044090 |  | 1 | 728.90 | 97.80 | 83.70 | 10 | 655.90 | 87.90 | 75.30 |  |  |  |  | 580 | 385 | 110 | 710 |  | 84159000 | DK
046427-4 | Part 2 for hose connection | 044090 |  | 1 | 728.90 | 97.80 | 83.70 | 10 | 655.90 | 87.90 | 75.30 |  |  |  |  | 580 | 385 | 110 | 710 |  | 84159000 | DK
046427-5 | Part 2 for hose connection | 044090 |  | 1 | 728.90 | 97.80 | 83.70 | 10 | 655.90 | 87.90 | 75.30 |  |  |  |  | 580 | 385 | 110 | 710 |  | 84159000 | DK
046427-6 | Part 2 for hose connection | 044090 |  | 1 | 728.90 | 97.80 | 83.70 | 10 | 655.90 | 87.90 | 75.30 |  |  |  |  | 580 | 385 | 110 | 710 |  | 84159000 | DK
046600-1 | Exhaust air grille |  |  | Single item PCS: 1; Single item DKK: 988.50; Single item EUR: 132.60; Single item GBP: 113.50 | 580 | 385 | 110 | 1590 |  | 84159000
046657 | Exhaust air grille |  |  | 1 | 1138.50 | 152.30 | 130.70 | 10 | 1024.70 | 137.10 | 117.60 |  |  |  |  | 465 | 270 | 85 | 950 |  | 84159000
046677-1 | Side cover condenser |  |  | 1 | 674.80 | 90.40 | 77.50 | 10 | 607.40 | 81.40 | 69.70 |  |  |  |  | 430 | 60 | 15 | 1000 |  | 84159000 | DK
046677-2 | Side cover condenser |  |  | 1 | 674.80 | 90.40 | 77.50 | 10 | 607.40 | 81.40 | 69.70 |  |  |  |  | 430 | 60 | 15 | 1000 |  | 84159000 | DK
046677-3 | Side cover condenser |  |  | 1 | 674.80 | 90.40 | 77.50 | 10 | 607.40 | 81.40 | 69.70 |  |  |  |  | 430 | 60 | 15 | 1000 |  | 84159000 | DK
046677-4 | Side cover condenser |  |  | 1 | 674.80 | 90.40 | 77.50 | 10 | 607.40 | 81.40 | 69.70 |  |  |  |  | 430 | 60 | 15 | 1000 |  | 84159000 | DK
046677-5 | Side cover condenser |  |  | 1 | 674.80 | 90.40 | 77.50 | 10 | 607.40 | 81.40 | 69.70 |  |  |  |  | 430 | 60 | 15 | 1000 |  | 84159000 | DK
046677-6 | Side cover condenser |  |  | 1 | 674.80 | 90.40 | 77.50 | 10 | 607.40 | 81.40 | 69.70 |  |  |  |  | 430 | 60 | 15 | 1000 |  | 84159000 | DK
046679-1 | Shielding plate upper condenser |  |  | 1 | 795.50 | 107.00 | 91.30 | 10 | 715.70 | 96.30 | 82.30 |  |  |  |  | 765 | 75 | 20 | 1000 |  | 84159000 | DK
046679-2 | Shielding plate upper condenser |  |  | 1 | 795.50 | 107.00 | 91.30 | 10 | 715.70 | 96.30 | 82.30 |  |  |  |  | 765 | 75 | 20 | 1000 |  | 84159000 | DK
046679-3 | Shielding plate upper condenser |  |  | 1 | 795.50 | 107.00 | 91.30 | 10 | 715.70 | 96.30 | 82.30 |  |  |  |  | 765 | 75 | 20 | 1000 |  | 84159000 | DK
046679-4 | Shielding plate upper condenser |  |  | 1 | 795.50 | 107.00 | 91.30 | 10 | 715.70 | 96.30 | 82.30 |  |  |  |  | 765 | 75 | 20 | 1000 |  | 84159000 | DK
046679-5 | Shielding plate upper condenser |  |  | 1 | 795.50 | 107.00 | 91.30 | 10 | 715.70 | 96.30 | 82.30 |  |  |  |  | 765 | 75 | 20 | 1000 |  | 84159000 | DK
046679-6 | Shielding plate upper condenser |  |  | 1 | 795.50 | 107.00 | 91.30 | 10 | 715.70 | 96.30 | 82.30 |  |  |  |  | 765 | 75 | 20 | 1000 |  | 84159000 | DK
046681-1 | Box for heating element, top |  |  | 1 | 673.40 | 90.20 | 77.30 | 10 | 606.00 | 81.10 | 69.40 |  |  |  |  | 440 | 180 | 110 | 2000 |  | 84159000 | DK
046681-2 | Box for heating element, top |  |  | 1 | 673.40 | 90.20 | 77.30 | 10 | 606.00 | 81.10 | 69.40 |  |  |  |  | 440 | 180 | 110 | 2000 |  | 84159000 | DK
046681-3 | Box for heating element, top |  |  | 1 | 673.40 | 90.20 | 77.30 | 10 | 606.00 | 81.10 | 69.40 |  |  |  |  | 440 | 180 | 110 | 2000 |  | 84159000 | DK
046938 | Wire, cover exhaust | 076360 | 4010-22-611-9837 | 1 | 434.90 | 58.10 | 50.00 | 10 | 391.50 | 52.20 | 44.90 |  |  |  |  | 150 | 230 | 150 | 500 |  | 84159000 | DK
046949 | Filter grille, inner | 069365 |  | 1 | 876.90 | 117.70 | 100.70 | 10 | 789.20 | 105.90 | 90.60 |  |  |  |  | 900 | 850 | 40 | 1300 |  | 84159000
051474 | Oil filter | 540850,540852,540857,540853,540854,540858,540856 | 4330-22-257-4024 | 1 | 1180.80 | 158.10 | 135.30 | 10 | 1062.90 | 142.40 | 121.90 |  |  |  |  | 195 | 110 | 95 | 360 |  | 73229000 | DK
051475 | Hose clamp 10 pcs | 543670 | 4730-22-127-0101 | 1 | 535.80 | 71.90 | 61.50 | 10 | 482.10 | 64.60 | 55.60 |  |  |  |  | 220 | 130 | 100 | 500 |  | 73229000
051487 | Rotary compressor, 1RS102, 1.5 kW | 054088 |  | 1 | 1412.00 | 189.00 | 162.10 | 10 | 1270.80 | 170.10 | 145.90 |  |  |  |  | 0 | 0 | 0 | 7900 |  | 84143020 | CN
051488 | Rotary compressor, 1RS132, 2.0 kW, exclusive of accessories |  |  | 1 | 1550.60 | 207.60 | 178.00 | 10 | 1395.50 | 186.80 | 160.20 |  |  |  |  | 200 | 240 | 290 | 9100 |  | 84143020 | CN
051489 | Rotary compressor, 1PS192, 3.0 kW |  |  | 1 | 2103.00 | 281.40 | 241.70 | 10 | 1892.70 | 253.30 | 217.50 |  |  |  |  | 200 | 180 | 250 | 11500 |  | 84143020 | DK
051490 | Rotary compressor, 1KS280, 4.2 kW |  |  | 1 | 2053.30 | 274.90 | 235.70 | 10 | 1848.00 | 247.40 | 212.20 |  |  |  |  | 250 | 200 | 330 | 15400 |  | 84143020 | CN
051603-3 | Divider plate | 091839 |  | 1 | 1509.60 | 202.20 | 173.60 | 10 | 1358.80 | 182.00 | 156.10 |  |  |  |  | 1000 | 1500 | 20 | 4000 |  | 84159000 | DK
051616-2 | Hinge for electrical front, 2 pcs | 095302 |  | 1 | 718.50 | 96.30 | 82.60 | 10 | 646.70 | 86.50 | 74.50 |  |  |  |  | 50 | 50 | 50 | 200 |  | 84159000 | DK
051714 | Coil for solenoid valve | 605440,290625 |  | 1 | 177.20 | 24.00 | 20.50 | 10 | 159.50 | 21.60 | 18.40 |  |  |  |  | 77 | 56 | 63 | 260 |  | 84159000 | DK
051737 | Plug, insert socket, female, ILME type CKSHF-03 | 524710 | 5935-22-636-1984 | 1 | 206.60 | 27.60 | 23.90 | 10 | 185.80 | 25.00 | 21.60 |  |  |  |  | 10 | 10 | 10 | 50 |  | 85369010 | DK
051763 | Reciprocating compressor, Kulthorn AW5524G-9, R407C, 3 x 400 V | 601922 |  | 1 | 3967.20 | 531.10 | 455.50 | 10 | 3570.50 | 478.00 | 410.00 |  |  |  |  | 239 | 195 | 325 | 27640 |  | 84143081 | TH
051874 | Antenna, right angle 52x8mm |  |  | 1 | 47.20 | 6.40 | 5.40 | 10 | 42.50 | 5.80 | 4.90 |  |  |  |  | 52 | 8 | 52 | 60 |  | 84159000 | DK
051959-1 | Electrical Box for 2 kW heat. Kpl. |  |  | 1 | 4071.90 | 545.30 | 467.60 | 10 | 3664.80 | 490.60 | 420.90 |  |  |  |  | 350 | 240 | 140 | 1790 |  | 84159000 | DK
051959-2 | Electrical Box for 2 kW heat. Kpl. |  |  | 1 | 4071.90 | 545.30 | 467.60 | 10 | 3664.80 | 490.60 | 420.90 |  |  |  |  | 350 | 240 | 140 | 1790 |  | 84159000 | DK
051959-3 | Electrical Box for 2 kW heat. Kpl. |  |  | 1 | 4071.90 | 545.30 | 467.60 | 10 | 3664.80 | 490.60 | 420.90 |  |  |  |  | 350 | 240 | 140 | 1790 |  | 84159000 | DK
051977 | Fan bearing, 2RS |  |  | 1 | 141.80 | 19.20 | 17.00 | 10 | 127.60 | 17.30 | 15.30 |  |  |  |  | 20 | 20 | 7 | 12 |  | 84149000 | CN
051981-1 | Hour counter | 519300 |  | 1 | 544.20 | 72.70 | 62.50 | 10 | 489.70 | 65.40 | 56.20 |  |  |  |  | 110 | 90 | 60 | 50 |  | 84159000
051981-2 | Hour counter | 519300 |  | 1 | 777.20 | 104.00 | 89.20 | 10 | 699.50 | 93.60 | 80.30 |  |  |  |  | 110 | 90 | 60 | 50 |  | 84159000
052094 | Coil for N/O valve 230 V 50 Hz with cable | 098461 |  | 1 | 571.60 | 76.50 | 65.60 | 10 | 514.50 | 68.90 | 59.10 |  |  |  |  | 80 | 80 | 80 | 400 |  | 84159000 | DK
052309 | Heating element, 700 W/230 V, ø8.5mm |  |  | 1 | 230.00 | 30.80 | 26.40 | 10 | 207.00 | 27.70 | 23.80 |  |  |  |  | 241 | 60 | 223 | 300 |  | 85168080 | DK
052399 | Heat exchanger enthalpy |  |  | 1 | 8712.10 | 1166.30 | 1000.20 | 10 | 7840.90 | 1049.70 | 900.20 |  |  |  |  | 400 | 490 | 240 | 8500 |  | 84159000 | DK
052453 | Coil for solenoid valve | 051923 |  | 1 | 347.70 | 46.30 | 40.00 | 10 | 312.90 | 41.70 | 36.00 |  |  |  |  | 150 | 50 | 50 | 269 |  | 90321020 | CN
052569 | Capacitor, 15µF/450 V AC/50 Hz, S2 |  |  | 1 | 34.60 | 4.60 | 4.00 | 10 | 31.10 | 4.20 | 3.60 |  |  |  |  | 110 | 50 | 50 | 200 |  | 85322200 | CN
052571 | Capacitor, 35µF/450 V AC/50 Hz, S2 |  |  | 1 | 75.40 | 10.20 | 8.60 | 10 | 67.90 | 9.20 | 7.70 |  |  |  |  | 109 | 48 | 48 | 300 |  | 85322200 | CN
052583 | Connecting hose, 15m, FFC, black couplers |  |  | 1 | 4258.00 | 573.10 | 491.70 | 10 | 3832.20 | 515.80 | 442.50 |  |  |  |  | 0 | 0 | 0 | 21000 |  | 39173900 | NL
052707 | Capacitor, 20µF/450 V AC/50 Hz, S2 | 054088 |  | 1 | 41.40 | 5.50 | 4.80 | 10 | 37.30 | 5.00 | 4.30 |  |  |  |  | 109 | 48 | 48 | 400 |  | 85322200 | CN
052708 | Capacitor, 50µF/450 V AC/50 Hz, S2 |  |  | 1 | 93.80 | 12.60 | 10.80 | 10 | 84.40 | 11.30 | 9.70 |  |  |  |  | 123 | 58 | 58 | 400 |  | 85322200 | DK
052723 | Plug, 3-pole, panel mounting | 098784 |  | 1 | 291.40 | 39.10 | 33.50 | 10 | 262.30 | 35.20 | 30.20 |  |  |  |  | 30 | 40 | 40 | 20 |  | 85369010 | DK
052741 | Motor guard (051487) (B90-160-241E) | 054088 |  | 1 | 45.70 | 6.10 | 5.30 | 10 | 41.10 | 5.50 | 4.80 |  |  |  |  | 100 | 100 | 100 | 100 |  | 84149000 | DK
052744 | Motor guard, compressor |  |  | 1 | 45.60 | 6.10 | 5.30 | 10 | 41.00 | 5.50 | 4.80 |  |  |  |  | 30 | 30 | 30 | 50 |  | 84149000 | DK
052752 | Vibration damper, compressor | 054088 |  | 1 | 17.50 | 2.30 | 2.30 | 10 | 15.80 | 2.10 | 2.10 |  |  |  |  | 0 | 0 | 0 | 13 |  | 84149000 | DK
053089 | Gasket for compressor cover (051487, 051488 & 051489) | 054088 |  | 1 | 35.00 | 4.90 | 4.10 | 10 | 31.50 | 4.40 | 3.70 |  |  |  |  | 0 | 0 | 0 | 3 |  | 84149000
053090 | Cover for compressor |  |  | 1 | 27.70 | 3.80 | 3.20 | 10 | 24.90 | 3.40 | 2.90 |  |  |  |  | 60 | 60 | 40 | 35 |  | 84149000
053176 | Thermostatic valve, R454c, nozzle size 6 | 054100 |  | 1 | 662.90 | 88.70 | 76.10 | 10 | 596.60 | 79.90 | 68.50 |  |  |  |  | 100 | 100 | 200 | 170 |  | 84811019 | DK
053178 | Thermostatic valve |  |  | 1 | 672.70 | 90.10 | 77.20 | 10 | 605.50 | 81.10 | 69.50 |  |  |  |  | 140 | 100 | 60 | 170 |  | 84811019 | DK
053179 | Valve, thermostatic valve |  |  | 1 | 682.60 | 91.40 | 78.40 | 10 | 614.30 | 82.20 | 70.50 |  |  |  |  | 130 | 100 | 50 | 170 |  | 84811019 | DK
053180 | Thermostatic valve |  |  | 1 | 682.60 | 91.40 | 78.40 | 10 | 614.30 | 82.20 | 70.50 |  |  |  |  | 200 | 200 | 80 | 170 |  | 84811019 | DK
053193 | EU power supply cable, locked | 098511 |  | 1 | 327.50 | 43.80 | 37.60 | 10 | 294.80 | 39.50 | 33.80 |  |  |  |  | 150 | 150 | 50 | 309 |  | 85444290
053237 | Gasket for cover for compressor |  |  | 1 | 11.70 | 1.50 | 1.30 | 10 | 10.50 | 1.40 | 1.20 |  |  |  |  | 60 | 60 | 0 | 3 |  | 84149000 | CN
053238 | Cover for compressor |  |  | 1 | 11.70 | 1.50 | 1.30 | 10 | 10.50 | 1.40 | 1.20 |  |  |  |  | 60 | 600 | 40 | 23 |  | 84149000 | CN
053239 | Vibration damper, compressor |  |  | 1 | 21.80 | 3.00 | 2.50 | 10 | 19.60 | 2.70 | 2.30 |  |  |  |  | 80 | 80 | 80 | 100 |  | 84149000 | CN
053305 | Condenser, 250 x 300 x 98mm |  |  | 1 | 973.50 | 130.40 | 111.80 | 10 | 876.20 | 117.40 | 100.60 |  |  |  |  | 0 | 0 | 0 | 2937 |  | 84189910 | DK
053306 | Cable set, compressor CDT 40/40S/60 MKIII |  |  | 1 | 151.30 | 20.20 | 17.50 | 10 | 136.20 | 18.20 | 15.80 |  |  |  |  | 170 | 170 | 50 | 100 |  | 85444290 | CN
053307 | Cable set, compressor CDT 30/30S MKIII | 054096 |  | 1 | 448.70 | 60.10 | 51.40 | 10 | 403.80 | 54.10 | 46.30 |  |  |  |  | 250 | 180 | 50 | 25 |  | 85444290 | PL
053317 | Combi coil, CDT 60 |  |  | 1 | 1842.10 | 246.60 | 211.40 | 10 | 1657.90 | 221.90 | 190.30 |  |  |  |  | 420 | 360 | 230 | 4600 |  | 84159000 | DK
053343 | Condenser |  |  | 1 | 2597.50 | 348.00 | 298.30 | 10 | 2337.80 | 313.20 | 268.50 |  |  |  |  | 540 | 300 | 610 | 105 |  | 84189910 | DK
053392 | Tubing, connection hose, 5 m, brass | 482414 |  | 1 | 4543.30 | 611.50 | 524.60 | 10 | 4089.00 | 550.30 | 472.20 |  |  |  |  | 0 | 0 | 0 | 8000 |  | 39173900 | NL
053393 | Tubing, connection hose, 15 m, brass | 482415 |  | 1 | 4075.50 | 548.50 | 470.60 | 10 | 3667.90 | 493.70 | 423.60 |  |  |  |  | 0 | 0 | 0 | 18900 |  | 39173900 | NL
053394 | Connecting hose, 5m, FFC, black couplers |  |  | 1 | 3284.20 | 439.60 | 377.30 | 10 | 2955.80 | 395.50 | 339.50 |  |  |  |  | 400 | 400 | 200 | 5000 |  | 39173900 | NL
053397 | Spacer, ø12 x 1.5mm, 27mm, A2 | 054088 |  | 1 | 32.80 | 4.30 | 3.80 | 10 | 29.50 | 3.90 | 3.40 |  |  |  |  | 0 | 0 | 0 | 11 |  | 39269097 | DK
053423 | Cable set, compressor CDT 90 MKIII |  |  | 1 | 136.00 | 18.10 | 15.80 | 10 | 122.40 | 16.30 | 14.20 |  |  |  |  | 230 | 200 | 50 | 50 |  | 85444290 | CN
053525 | Evaporator coil, 320 x 44 x 275, inlet 3/8", outlet 3/8", 2.12mm fin spacing |  |  | 1 | 641.10 | 85.90 | 73.60 | 10 | 577.00 | 77.30 | 66.20 |  |  |  |  | 400 | 300 | 100 | 3000 |  | 84189910
053527 | Condenser, 320 x 66 x 275 |  |  | 1 | 971.50 | 130.20 | 111.50 | 10 | 874.40 | 117.20 | 100.40 |  |  |  |  | 380 | 280 | 150 | 5855 |  | 84189910
053641 | Combi coil, including solenoid valve |  |  | 1 | 6223.30 | 833.20 | 714.50 | 10 | 5601.00 | 749.90 | 643.10 |  |  |  |  | 1050 | 250 | 510 | 17980 |  | 84189910 | SK
053676 | Distance bushing, stainless steel, ø10/ø8.2 x 33mm |  |  | 1 | 52.60 | 7.00 | 6.00 | 10 | 47.30 | 6.30 | 5.40 |  |  |  |  | 50 | 0 | 0 | 7 |  | 84149000
053715 | Panel filter, CB01-ePM1 60%-48/148/225 |  | 4130-22-634-4215 | 1 | 165.10 | 22.10 | 19.00 | 10 | 148.60 | 19.90 | 17.10 |  |  |  |  | 225 | 148 | 48 | 300 |  | 56031190 | PL
054088 | Complete compressor CDT 30/30S MK III w. accessories |  |  | 1 | 3226.40 | 431.90 | 370.40 | 10 | 2903.80 | 388.70 | 333.40 |  |  |  |  | 0 | 0 | 0 | 10000 |  | 84159000 | DK
054092 | Complete compressor CDT 40/40S MK III |  |  | 1 | 3218.60 | 430.90 | 369.50 | 10 | 2896.70 | 387.80 | 332.60 |  |  |  |  | 320 | 320 | 330 | 11000 |  | 84159000 | DK
054093 | Complete compressor CDT 60 MK III |  |  | 1 | 3588.80 | 480.40 | 412.00 | 10 | 3229.90 | 432.40 | 370.80 |  |  |  |  | 320 | 320 | 330 | 12000 |  | 84159000 | DK
054094 | Complete compressor CDT 90 MK III |  |  | 1 | 4018.20 | 537.90 | 461.30 | 10 | 3616.30 | 484.10 | 415.20 |  |  |  |  | 250 | 200 | 330 | 16000 |  | 84159000 | DK
054099 | Main controller |  |  | 1 | 1857.50 | 248.70 | 213.30 | 10 | 1671.80 | 223.80 | 191.90 |  |  |  |  | 245 | 170 | 100 | 335 |  | 84159000 | DK
054280 | Connecting hose, 10m, FFC, black couplers |  |  | 1 | 3378.30 | 452.20 | 387.90 | 10 | 3040.50 | 407.00 | 349.10 |  |  |  |  | 0 | 0 | 0 | 15200 |  | 39173900 | NL
054600 | Panel filter, ST11-ePM10 55%, 130/450/450 |  |  | 1 | 559.60 | 74.90 | 64.20 | 10 | 447.70 | 59.90 | 51.40 | 50 | 363.70 | 48.70 | 41.80 | 450 | 450 | 130 | 2302 | Compatible with Flexibox 900 48V-M5-X1 | 56031110 | PL
054651 | Hook clamp zink-plated steel. TLZ. |  |  | 1 | 90.00 | 12.10 | 10.30 | 10 | 81.00 | 10.80 | 9.30 |  |  |  |  | 100 | 30 | 20 | 50 |  | 83021000
054847 | Radial fan, 190mm, P2/enthalpy | 096717,097416 |  | 1 | 1505.60 | 201.60 | 172.90 | 10 | 1355.00 | 181.40 | 155.60 |  |  |  |  | 190 | 190 | 75 | 1226 |  | 84145935 | DE
054851 | Radial fan, R3G190RG1955 |  |  | 1 | 1486.10 | 198.90 | 170.60 | 10 | 1337.40 | 179.00 | 153.60 |  |  |  |  | 190 | 150 | 100 | 1300 |  | 84145935 | DE
054902 | Compressor cpl. incl fastners |  |  | 1 | 4551.70 | 609.50 | 522.70 | 10 | 4096.50 | 548.60 | 470.40 |  |  |  |  | 350 | 350 | 350 | 16000 |  | 84159000 | DK
055182 | Filter kit 1 x ISO C75% + 1 x ISO C65% Carbon |  |  | 1 | 262.72 | 35.20 | 30.16 | 10 | 210.16 | 28.16 | 24.16 | 140 | 170.80 | 22.88 | 19.60 | 235 | 225 | 110 | 338 |  | 84159000 | PL
055183 | Filter kit 1 x ISO C75% + 1 x ISO C65% Carbon |  |  | 1 | 368.48 | 49.36 | 42.32 | 10 | 294.80 | 33.84 | 33.84 | 75 | 239.44 | 32.08 | 27.44 | 410 | 220 | 110 | 574 |  | 84159000 | PL
055199-1 | Cover, Ø315 with fresh air intake |  |  | 1 | 2179.80 | 291.70 | 250.20 | 10 | 1961.60 | 262.80 | 225.20 |  |  |  |  | 800 | 450 | 200 | 12000 |  | 84159000 | DK
055199-2 | Cover, Ø315 with fresh air intake |  |  | 1 | 2179.80 | 291.70 | 250.20 | 10 | 1961.60 | 262.80 | 225.20 |  |  |  |  | 800 | 450 | 200 | 12000 |  | 84159000 | DK
055208-3 | Manual holder |  |  | 1 | 982.30 | 131.50 | 112.80 | 10 | 884.00 | 118.20 | 101.40 |  |  |  |  | 335 | 200 | 20 | 250 |  | 84158100 | DK
055208-4 | Manual holder |  |  | 1 | 982.30 | 131.50 | 112.80 | 10 | 884.00 | 118.20 | 101.40 |  |  |  |  | 335 | 200 | 20 | 250 |  | 84158100 | DK
055211 | Fan divider plate |  |  | 1 | 1814.00 | 242.90 | 208.30 | 1 | 1814.00 | 218.50 | 187.60 | 10 | 1632.90 |  |  | 700 | 635 | 110 | 1762 |  | 84158100 | DK
055212 | Insulation for evaporator module |  |  | 1 | 2591.30 | 346.80 | 297.60 | 10 | 2332.10 | 312.20 | 267.90 |  |  |  |  | 1000 | 1000 | 500 | 8000 |  | 84159000 | DK
055214 | Bracketkit for heating elements 6kW |  |  | 1 | 697.50 | 93.50 | 80.30 | 10 | 627.80 | 83.90 | 72.20 |  |  |  |  | 225 | 165 | 92 | 15 |  | 84159000 | DK
055215 | Electrical box + bracket, kondenser modul |  |  | 1 | 867.20 | 116.30 | 99.70 | 10 | 780.60 | 104.70 | 89.90 |  |  |  |  | 222 | 162 | 92 | 70 |  | 84159000 | DK
055216 | Cable set for heating elements |  |  | 1 | 837.10 | 112.00 | 96.00 | 10 | 753.40 | 100.80 | 86.50 |  |  |  |  | 320 | 220 | 50 | 250 |  | 84159000 | DK
055217 | Supply Cables |  |  | 1 | 4560.70 | 610.50 | 523.70 | 10 | 4104.80 | 549.50 | 471.40 |  |  |  |  | 475 | 475 | 155 | 700 |  | 84159000 | DK
055218 | Cables for termostats |  |  | 1 | 530.40 | 71.00 | 60.90 | 10 | 477.30 | 63.90 | 54.80 |  |  |  |  | 320 | 220 | 100 | 1000 |  | 84159000 | DK
055220 | Belt for compressor |  |  | 1 | 637.90 | 85.40 | 73.30 | 10 | 574.30 | 77.00 | 66.00 |  |  |  |  | 320 | 220 | 50 | 150 |  | 84159000 | DK
055221 | Insulation for tube |  |  | 1 | 602.90 | 80.90 | 69.10 | 10 | 542.50 | 72.70 | 62.10 |  |  |  |  | 190 | 100 | 70 | 400 |  | 84159000 | DK
055222 | Tube holder kit, kondencer modul |  |  | 1 | 725.90 | 97.10 | 83.40 | 10 | 653.40 | 87.60 | 75.00 |  |  |  |  | 230 | 230 | 230 | 300 |  | 84159000 | DK
055542 | Cooling circuit CDP 35 |  |  | 1 | 13518.40 | 1810.00 | 1552.20 | 3 | 12166.80 | 1628.90 | 1397.10 |  |  |  |  | 1000 | 370 | 700 | 32000 | Complete factory produced and tested cooling circuit assembly. Ready to be plugged in, exchanging only a few plugs and cables. | 84159000
055552 | Cooling circuit CDP | 172555 |  | 1 | 14715.60 | 1969.90 | 1689.60 | 3 | 13244.00 | 1773.20 | 1521.00 |  |  |  |  | 1320 | 365 | 700 | 40000 |  | 84159000
055553-1 | Cooling circuit CDP 65 | 172556 |  | 1 | 16736.00 | 2240.50 | 1921.50 | 10 | 15062.40 | 2016.50 | 1729.40 |  |  |  |  | 1850 | 370 | 700 | 53000 | Obsolete | 84159000
055553-2 | Cooling circuit CDP 65 | 172556 |  | 1 | 16736.00 | 2240.50 | 1921.50 | 10 | 15062.40 | 2016.50 | 1729.40 |  |  |  |  | 1850 | 370 | 700 | 53000 | Fits to CDP MKI and MKII | 84159000
055627-1 | Handle, rear, right | 069856 |  | 1 | 922.70 | 123.60 | 106.20 | 10 | 830.60 | 111.20 | 95.80 |  |  |  |  | 480 | 190 | 70 | 320 |  | 84159000 | DK
055627-2 | Handle, rear, right | 069856 |  | 1 | 922.70 | 123.60 | 106.20 | 10 | 830.60 | 111.20 | 95.80 |  |  |  |  | 480 | 190 | 70 | 320 |  | 84159000 | DK
055627-3 | Handle, rear, right | 069856 |  | 1 | 922.70 | 123.60 | 106.20 | 10 | 830.60 | 111.20 | 95.80 |  |  |  |  | 480 | 190 | 70 | 320 |  | 84159000 | DK
055627-4 | Handle, rear, right | 069856 |  | 1 | 922.70 | 123.60 | 106.20 | 10 | 830.60 | 111.20 | 95.80 |  |  |  |  | 480 | 190 | 70 | 320 |  | 84159000 | DK
055630-1 | Pipe bracket, rear, left | 069857 |  | 1 | 922.70 | 123.60 | 106.20 | 10 | 830.60 | 111.00 | 95.80 |  |  |  |  | 480 | 190 | 70 | 320 |  | 73229000
055630-2 | Pipe bracket, rear, left | 069857 |  | 1 | 922.70 | 123.60 | 106.20 | 10 | 830.60 | 111.00 | 95.80 |  |  |  |  | 480 | 190 | 70 | 320 |  | 73229000
055630-3 | Pipe bracket, rear, left | 069857 |  | 1 | 922.70 | 123.60 | 106.20 | 10 | 830.60 | 111.00 | 95.80 |  |  |  |  | 480 | 190 | 70 | 320 |  | 73229000
055630-4 | Pipe bracket, rear, left | 069857 |  | 1 | 922.70 | 123.60 | 106.20 | 10 | 830.60 | 111.00 | 95.80 |  |  |  |  | 480 | 190 | 70 | 320 |  | 73229000
055632-1 | Pipe bracket, steering | 069858 |  | 1 | 751.70 | 100.60 | 86.20 | 10 | 676.20 | 90.40 | 77.50 |  |  |  |  | 870 | 730 | 120 | 1330 |  | 73229000
055632-2 | Pipe bracket, steering | 069858 |  | 1 | 751.70 | 100.60 | 86.20 | 10 | 676.20 | 90.40 | 77.50 |  |  |  |  | 870 | 730 | 120 | 1330 |  | 73229000
055632-3 | Pipe bracket, steering | 069858 |  | 1 | 751.70 | 100.60 | 86.20 | 10 | 676.20 | 90.40 | 77.50 |  |  |  |  | 870 | 730 | 120 | 1330 |  | 73229000
055632-4 | Pipe bracket, steering | 069858 |  | 1 | 751.70 | 100.60 | 86.20 | 10 | 676.20 | 90.40 | 77.50 |  |  |  |  | 870 | 730 | 120 | 1330 |  | 73229000
055741-1 | Filter frame |  |  | 1 | 1163.70 | 155.90 | 133.60 | 10 | 1047.40 | 140.10 | 120.20 |  |  |  |  | 650 | 435 | 25 | 1000 |  | 84159000 | DK
055741-2 | Filter frame |  |  | 1 | 1163.70 | 155.90 | 133.60 | 10 | 1047.40 | 140.10 | 120.20 |  |  |  |  | 650 | 435 | 25 | 1000 |  | 84159000 | DK
055741-3 | Filter frame |  |  | 1 | 1163.70 | 155.90 | 133.60 | 10 | 1047.40 | 140.10 | 120.20 |  |  |  |  | 650 | 435 | 25 | 1000 |  | 84159000 | DK
055741-4 | Filter frame |  |  | 1 | 1163.70 | 155.90 | 133.60 | 10 | 1047.40 | 140.10 | 120.20 |  |  |  |  | 650 | 435 | 25 | 1000 |  | 84159000 | DK
055741-5 | Filter frame |  |  | 1 | 1163.70 | 155.90 | 133.60 | 10 | 1047.40 | 140.10 | 120.20 |  |  |  |  | 650 | 435 | 25 | 1000 |  | 84159000 | DK
055741-6 | Filter frame |  |  | 1 | 1163.70 | 155.90 | 133.60 | 10 | 1047.40 | 140.10 | 120.20 |  |  |  |  | 650 | 435 | 25 | 1000 |  | 84159000 | DK
055929-1 | Grill for heating element |  |  | 1 | 935.10 | 125.20 | 107.20 | 10 | 841.30 | 112.80 | 96.60 |  |  |  |  | 390 | 270 | 100 | 400 |  | 84159000 | DK
055929-2 | Grill for heating element |  |  | 1 | 935.10 | 125.20 | 107.20 | 10 | 841.30 | 112.80 | 96.60 |  |  |  |  | 390 | 270 | 100 | 400 |  | 84159000 | DK
055929-3 | Grill for heating element |  |  | 1 | 935.10 | 125.20 | 107.20 | 10 | 841.30 | 112.80 | 96.60 |  |  |  |  | 390 | 270 | 100 | 400 |  | 84159000 | DK
056001 | Cover panel, front, right | 293604 |  | 1 | 958.10 | 128.50 | 110.00 | 10 | 862.30 | 115.70 | 99.00 |  |  |  |  | 542 | 333 | 50 | 2200 |  | 84159000
058107 | Sheet filter, PPI, for duct kit | 171752,074582 |  | 1 | 115.50 | 15.50 | 13.30 | 10 | 104.00 | 13.90 | 11.90 |  |  |  |  | 320 | 120 | 60 | 70 |  | 84219990
058108 | Sheet filter, PPI, CDP 35 | 171754,074584 |  | 1 | 27.40 | 3.70 | 3.10 | 10 | 24.60 | 3.30 | 2.80 |  |  |  |  | 395 | 120 | 15 | 24 |  | 84219990
058109 | Sheet filter, PPI 15, CDP 45, 706 x 118mm | 171753,066487 |  | 1 | 43.00 | 5.70 | 4.90 | 10 | 38.70 | 5.20 | 4.40 |  |  |  |  | 350 | 120 | 30 | 36 |  | 84219990
059330 | Stop Washer, 10 pcs. | 059331 | 5310-22-611-1499 | 1 | 434.40 | 58.10 | 50.00 | 10 | 391.10 | 52.20 | 44.90 |  |  |  |  | 220 | 130 | 30 | 50 |  | 84159000 | DK
059824 | Cable and plug, preheater | 524511 |  | 1 | 578.40 | 77.30 | 66.20 | 10 | 520.60 | 69.40 | 59.50 |  |  |  |  | 110 | 90 | 60 | 250 |  | 84159000
059837-1 | Suspension support, leg, right | 207890 |  | 1 | 765.40 | 102.50 | 87.90 | 10 | 689.10 | 92.40 | 79.10 |  |  |  |  | 170 | 170 | 70 | 330 |  | 84159000 | DK
059837-2 | Suspension support, leg, right | 207890 |  | 1 | 765.40 | 102.50 | 87.90 | 10 | 689.10 | 92.40 | 79.10 |  |  |  |  | 170 | 170 | 70 | 330 |  | 84159000 | DK
059837-3 | Suspension support, leg, right | 207890 |  | 1 | 765.40 | 102.50 | 87.90 | 10 | 689.10 | 92.40 | 79.10 |  |  |  |  | 170 | 170 | 70 | 330 |  | 84159000 | DK
059837-4 | Suspension support, leg, right | 207890 |  | 1 | 765.40 | 102.50 | 87.90 | 10 | 689.10 | 92.40 | 79.10 |  |  |  |  | 170 | 170 | 70 | 330 |  | 84159000 | DK
059847 | Sensor, humidity sensor, 480mm | 062061 |  | 1 | 807.50 | 108.10 | 92.70 | 10 | 726.70 | 97.30 | 83.40 |  |  |  |  | 70 | 70 | 20 | 20 |  | 90319000 | PL
059848 | Patch panel, CP: IEC plug | 062062 |  | 1 | 552.90 | 74.20 | 63.60 | 10 | 497.60 | 66.80 | 57.20 |  |  |  |  | 70 | 60 | 20 | 44 |  | 85371091 | CN
059849 | Filter reset button, FRB | 062064 |  | 1 | 37.00 | 5.30 | 4.30 | 10 | 33.30 | 4.80 | 3.90 |  |  |  |  | 100 | 60 | 20 | 30 |  | 85365080 | CN
059859-1 | Suspension for supporting leg, left | 207880 |  | 1 | 778.10 | 104.20 | 89.30 | 10 | 700.00 | 93.50 | 80.30 |  |  |  |  | 150 | 150 | 90 | 330 |  | 84159000 | DK
059859-2 | Suspension for supporting leg, left | 207880 |  | 1 | 778.10 | 104.20 | 89.30 | 10 | 700.00 | 93.50 | 80.30 |  |  |  |  | 150 | 150 | 90 | 330 |  | 84159000 | DK
059859-3 | Suspension for supporting leg, left | 207880 |  | 1 | 778.10 | 104.20 | 89.30 | 10 | 700.00 | 93.50 | 80.30 |  |  |  |  | 150 | 150 | 90 | 330 |  | 84159000 | DK
059859-4 | Suspension for supporting leg, left | 207880 |  | 1 | 778.10 | 104.20 | 89.30 | 10 | 700.00 | 93.50 | 80.30 |  |  |  |  | 150 | 150 | 90 | 330 |  | 84159000 | DK
059864 | Sight glass cpl. for heating unit | 796053 | 9340-22-126-7202 | 1 | 495.40 | 66.30 | 56.90 | 10 | 445.80 | 59.70 | 51.20 |  |  |  |  | 150 | 105 | 70 | 70 |  | 84159000 | DK
059866 | Insulation, cabinet, bottom | 079070 | 5640 -22-607-2583 | 1 | 601.70 | 80.90 | 68.90 | 10 | 541.60 | 72.70 | 61.90 |  |  |  |  | 615 | 545 | 35 | 330 |  | 73229000
059873 | Insulation for partition wall, front | 079080 | 5640-22-607-2576 | 1 | 761.80 | 101.90 | 87.60 | 10 | 685.70 | 91.80 | 78.60 |  |  |  |  | 620 | 440 | 30 | 230 |  | 84159000
059875 | Insulation top plate | 079090 | 5640-22-611-1581 | 1 | 607.70 | 81.40 | 69.70 | 10 | 547.00 | 73.30 | 62.90 |  |  |  |  | 615 | 260 | 30 | 130 |  | 73229000
059879-1 | Supporting leg | 069888 |  | 1 | 910.30 | 121.90 | 104.70 | 10 | 819.40 | 109.50 | 94.10 |  |  |  |  | 690 | 310 | 60 | 860 |  | 84159000 | DK
059879-2 | Supporting leg | 069888 |  | 1 | 910.30 | 121.90 | 104.70 | 10 | 819.40 | 109.50 | 94.10 |  |  |  |  | 690 | 310 | 60 | 860 |  | 84159000 | DK
059879-3 | Supporting leg | 069888 |  | 1 | 910.30 | 121.90 | 104.70 | 10 | 819.40 | 109.50 | 94.10 |  |  |  |  | 690 | 310 | 60 | 860 |  | 84159000 | DK
059888 | Air deflector in rack | 209070 | 4520-22-611-1968 | 1 | 783.70 | 105.00 | 90.20 | 10 | 705.30 | 94.30 | 81.10 |  |  |  |  | 0 | 0 | 0 | 1320 |  | 84159000
059897-1 | End panel |  |  | 1 | 2786.10 | 372.90 | 320.10 | 10 | 2507.20 | 335.60 | 288.10 |  |  |  |  | 1000 | 800 | 130 | 5120 |  | 84159000 | DK
059897-2 | End panel |  |  | 1 | 2786.10 | 372.90 | 320.10 | 10 | 2507.20 | 335.60 | 288.10 |  |  |  |  | 1000 | 800 | 130 | 5120 |  | 84159000 | DK
059897-3 | End panel |  |  | 1 | 2786.10 | 372.90 | 320.10 | 10 | 2507.20 | 335.60 | 288.10 |  |  |  |  | 1000 | 800 | 130 | 5120 |  | 84159000 | DK
059897-4 | End panel |  |  | 1 | 2786.10 | 372.90 | 320.10 | 10 | 2507.20 | 335.60 | 288.10 |  |  |  |  | 1000 | 800 | 130 | 5120 |  | 84159000 | DK
059897-5 | End panel |  |  | 1 | 2786.10 | 372.90 | 320.10 | 10 | 2507.20 | 335.60 | 288.10 |  |  |  |  | 1000 | 800 | 130 | 5120 |  | 84159000 | DK
059897-6 | End panel |  |  | 1 | 2786.10 | 372.90 | 320.10 | 10 | 2507.20 | 335.60 | 288.10 |  |  |  |  | 1000 | 800 | 130 | 5120 |  | 84159000 | DK
059924-1 | Frontdoor, complete | 213060 |  | 1 | 1069.50 | 143.20 | 122.70 | 10 | 962.60 | 129.20 | 110.30 |  |  |  |  | 480 | 390 | 60 | 1510 |  | 84159000 | DK
059924-2 | Frontdoor, complete | 213060 |  | 1 | 1069.50 | 143.20 | 122.70 | 10 | 962.60 | 129.20 | 110.30 |  |  |  |  | 480 | 390 | 60 | 1510 |  | 84159000 | DK
059924-3 | Frontdoor, complete | 213060 |  | 1 | 1069.50 | 143.20 | 122.70 | 10 | 962.60 | 129.20 | 110.30 |  |  |  |  | 480 | 390 | 60 | 1510 |  | 84159000 | DK
059924-4 | Frontdoor, complete | 213060 |  | 1 | 1069.50 | 143.20 | 122.70 | 10 | 962.60 | 129.20 | 110.30 |  |  |  |  | 480 | 390 | 60 | 1510 |  | 84159000 | DK
059948-1 | Cover for heater | 208740 |  | 1 | 2074.30 | 277.50 | 238.20 | 10 | 1866.80 | 249.90 | 214.20 |  |  |  |  | 800 | 640 | 320 | 9080 |  | 84159000 | DK
059948-2 | Cover for heater | 208740 |  | 1 | 2074.30 | 277.50 | 238.20 | 10 | 1866.80 | 249.90 | 214.20 |  |  |  |  | 800 | 640 | 320 | 9080 |  | 84159000 | DK
059948-3 | Cover for heater | 208740 |  | 1 | 2074.30 | 277.50 | 238.20 | 10 | 1866.80 | 249.90 | 214.20 |  |  |  |  | 800 | 640 | 320 | 9080 |  | 84159000 | DK
059948-4 | Cover for heater | 208740 |  | 1 | 2074.30 | 277.50 | 238.20 | 10 | 1866.80 | 249.90 | 214.20 |  |  |  |  | 800 | 640 | 320 | 9080 |  | 84159000 | DK
059980-1 | Cover kpl. AC-M5 W |  |  | 1 | 4014.30 | 537.50 | 461.00 | 10 | 3613.10 | 483.50 | 414.80 |  |  |  |  | 650 | 416 | 841 | 5000 |  | 84159000 | DK
059980-2 | Cover kpl. AC-M5 W |  |  | 1 | 4014.30 | 537.50 | 461.00 | 10 | 3613.10 | 483.50 | 414.80 |  |  |  |  | 650 | 416 | 841 | 5000 |  | 84159000 | DK
059980-3 | Cover kpl. AC-M5 W |  |  | 1 | 4014.30 | 537.50 | 461.00 | 10 | 3613.10 | 483.50 | 414.80 |  |  |  |  | 650 | 416 | 841 | 5000 |  | 84159000 | DK
059980-4 | Cover kpl. AC-M5 W |  |  | 1 | 4014.30 | 537.50 | 461.00 | 10 | 3613.10 | 483.50 | 414.80 |  |  |  |  | 650 | 416 | 841 | 5000 |  | 84159000 | DK
059980-5 | Cover kpl. AC-M5 W |  |  | 1 | 4014.30 | 537.50 | 461.00 | 10 | 3613.10 | 483.50 | 414.80 |  |  |  |  | 650 | 416 | 841 | 5000 |  | 84159000 | DK
060017-1 | Bracket for oil filter | 078990, |  | 1 | 647.50 | 86.50 | 74.50 | 10 | 582.70 | 77.80 | 66.90 |  |  |  |  | 0 | 0 | 0 | 500 |  | 84159000 | DK
060017-2 | Bracket for oil filter | 078990, |  | 1 | 647.50 | 86.50 | 74.50 | 10 | 582.70 | 77.80 | 66.90 |  |  |  |  | 0 | 0 | 0 | 500 |  | 84159000 | DK
060017-3 | Bracket for oil filter | 078990, |  | 1 | 647.50 | 86.50 | 74.50 | 10 | 582.70 | 77.80 | 66.90 |  |  |  |  | 0 | 0 | 0 | 500 |  | 84159000 | DK
060017-4 | Bracket for oil filter | 078990, |  | 1 | 647.50 | 86.50 | 74.50 | 10 | 582.70 | 77.80 | 66.90 |  |  |  |  | 0 | 0 | 0 | 500 |  | 84159000 | DK
060076 | Insulation for cover, Top | 079110 | 5640-22-607-2643 | 1 | 762.60 | 102.20 | 87.90 | 10 | 686.60 | 92.10 | 79.10 |  |  |  |  | 780 | 530 | 30 | 380 |  | 84159000 | DK
060081 | Insulation for cover, left side | 079100 | 5640-22-607-2579 | 1 | 562.70 | 75.30 | 64.60 | 10 | 506.30 | 67.70 | 58.10 |  |  |  |  | 830 | 280 | 30 | 200 |  | 73229000
060083 | Insulation for cover, right side | 079040 | 5640-22-607-2664 | 1 | 562.70 | 75.50 | 64.60 | 10 | 506.30 | 67.90 | 58.10 |  |  |  |  | 830 | 290 | 30 | 220 |  | 73229000
060106 | Insulation cabinet side | 079060 | 5640-22-607-2580 | 1 | 599.80 | 80.30 | 68.80 | 10 | 540.00 | 72.20 | 61.80 |  |  |  |  | 585 | 100 | 30 | 50 |  | 84159000 | DK
060140-1 | Electric-central |  |  | 1 | 8261.10 | 1105.80 | 948.30 | 10 | 7435.10 | 995.50 | 853.60 |  |  |  |  | 605 | 290 | 210 | 4000 |  | 84159000 | DK
060140-2 | Electric-central |  |  | 1 | 8261.10 | 1105.80 | 948.30 | 10 | 7435.10 | 995.50 | 853.60 |  |  |  |  | 605 | 290 | 210 | 4000 |  | 84159000 | DK
060140-3 | Electric-central |  |  | 1 | 8261.10 | 1105.80 | 948.30 | 10 | 7435.10 | 995.50 | 853.60 |  |  |  |  | 605 | 290 | 210 | 4000 |  | 84159000 | DK
060144-1 | Control panel Ac-m7 without heat |  |  | 1 | 6443.00 | 862.60 | 739.60 | 10 | 5798.50 | 776.20 | 665.80 |  |  |  |  | 605 | 290 | 210 | 4000 |  | 84159000 | DK
060144-2 | Control panel Ac-m7 without heat |  |  | 1 | 6443.00 | 862.60 | 739.60 | 10 | 5798.50 | 776.20 | 665.80 |  |  |  |  | 605 | 290 | 210 | 4000 |  | 84159000 | DK
060144-3 | Control panel Ac-m7 without heat |  |  | 1 | 6443.00 | 862.60 | 739.60 | 10 | 5798.50 | 776.20 | 665.80 |  |  |  |  | 605 | 290 | 210 | 4000 |  | 84159000 | DK
060149 | Pre-assembled cable, for hygrostat plug, CDT |  |  | 1 | 74.70 | 10.00 | 8.50 | 10 | 67.20 | 9.00 | 7.70 |  |  |  |  | 150 | 150 | 50 | 50 |  | 85444290 | PL
060160 | Bushing, ø10/ø8.2 x 40mm, stainless steel |  |  | 1 | 47.30 | 6.40 | 5.50 | 10 | 42.60 | 5.80 | 5.00 |  |  |  |  | 0 | 0 | 0 | 8 |  | 84149000 | DK
060250 | Fittings for condenser fan | 043035 | 5340-22-611-1711 | 1 | 633.30 | 84.80 | 72.70 | 10 | 570.00 | 76.30 | 65.40 |  |  |  |  | 150 | 105 | 70 | 130 |  | 84159000 | DK
060252 | Fan suspension | 043062 | 5340-22-611-1772 | 1 | 739.30 | 99.10 | 84.80 | 10 | 665.50 | 89.30 | 76.30 |  |  |  |  | 400 | 170 | 110 | 1100 |  | 84159000 | DK
060262-1 | Support for Jerrycan | 891115 |  | 1 | 634.30 | 84.80 | 73.00 | 10 | 571.20 | 76.30 | 65.70 |  |  |  |  | 225 | 135 | 30 | 100 |  | 84159000 | DK
060262-2 | Support for Jerrycan | 891115 |  | 1 | 634.30 | 84.80 | 73.00 | 10 | 571.20 | 76.30 | 65.70 |  |  |  |  | 225 | 135 | 30 | 100 |  | 84159000 | DK
060262-3 | Support for Jerrycan | 891115 |  | 1 | 634.30 | 84.80 | 73.00 | 10 | 571.20 | 76.30 | 65.70 |  |  |  |  | 225 | 135 | 30 | 100 |  | 84159000 | DK
060262-4 | Support for Jerrycan | 891115 |  | 1 | 634.30 | 84.80 | 73.00 | 10 | 571.20 | 76.30 | 65.70 |  |  |  |  | 225 | 135 | 30 | 100 |  | 84159000 | DK
060262-5 | Support for Jerrycan | 891115 |  | 1 | 634.30 | 84.80 | 73.00 | 10 | 571.20 | 76.30 | 65.70 |  |  |  |  | 225 | 135 | 30 | 100 |  | 84159000 | DK
060262-6 | Support for Jerrycan | 891115 |  | 1 | 634.30 | 84.80 | 73.00 | 10 | 571.20 | 76.30 | 65.70 |  |  |  |  | 225 | 135 | 30 | 100 |  | 84159000 | DK
060409-1 | Fan housing, evaporator | 043078 | 4140-22-611-1825 | 1 | 898.20 | 120.20 | 103.10 | 10 | 808.40 | 108.40 | 93.00 |  |  |  |  | 410 | 490 | 150 | 30 |  | 84159000 | DK
060409-2 | Fan housing, evaporator | 043078 | 4140-22-611-1825 | 1 | 898.20 | 120.20 | 103.10 | 10 | 808.40 | 108.40 | 93.00 |  |  |  |  | 410 | 490 | 150 | 30 |  | 84159000 | DK
060513-1 | Front door |  |  | 1 | 1610.50 | 215.50 | 184.90 | 10 | 1449.30 | 194.10 | 166.30 |  |  |  |  | 20 | 370 | 1150 | 2700 |  | 84159000 | DK
060515 | Insulation cabinet side lower | 079050 | 5640226111580 | 1 | 656.80 | 88.20 | 75.50 | 10 | 591.10 | 79.50 | 67.90 |  |  |  |  | 580 | 275 | 35 | 140 |  | 84159000 | DK
060554-2 | Fan radial (without house) |  |  | 1 | 1870.90 | 250.50 | 215.00 | 10 | 1683.70 | 225.30 | 193.20 |  |  |  |  | 280 | 275 | 155 | 1250 |  | 84159000 | DE
060557-2 | Filter, 2 x G4 |  |  | 1 | 507.00 | 67.90 | 58.20 | 10 | 456.30 | 61.10 | 52.40 |  |  |  |  | 230 | 235 | 120 | 210 |  | 84159000
060558-2 | Temperature sensor |  |  | 1 | 747.30 | 100.20 | 85.90 | 10 | 672.60 | 90.20 | 77.40 |  |  |  |  | 195 | 110 | 95 | 40 |  | 84159000
060559-2 | Power supply cable |  |  | 1 | 662.10 | 88.60 | 75.90 | 10 | 595.50 | 79.70 | 64.80 |  |  |  |  | 190 | 70 | 100 | 244 |  | 84159000
060560 | Drain hose, 1/2" Armorvin, 3 m |  |  | 1 | 700.70 | 93.80 | 80.60 | 10 | 630.60 | 84.40 | 72.40 |  |  |  |  | 280 | 275 | 155 | 530 |  | 84159000
060596 | Pressure transmitter | 094721 |  | 1 | 1843.10 | 246.70 | 211.60 | 10 | 1658.80 | 222.10 | 190.40 |  |  |  |  | 100 | 90 | 90 | 82 |  | 90262020 | DK
060628-1 | Cabinet fitting, chimney 4 pcs | 078020 |  | 1 | 372.30 | 49.70 | 42.60 | 10 | 335.00 | 44.60 | 38.50 |  |  |  |  | 225 | 135 | 30 | 30 |  | 73229000
060628-2 | Cabinet fitting, chimney 4 pcs | 078020 |  | 1 | 372.30 | 49.70 | 42.60 | 10 | 335.00 | 44.60 | 38.50 |  |  |  |  | 225 | 135 | 30 | 30 |  | 73229000
060628-3 | Cabinet fitting, chimney 4 pcs | 078020 |  | 1 | 372.30 | 49.70 | 42.60 | 10 | 335.00 | 44.60 | 38.50 |  |  |  |  | 225 | 135 | 30 | 30 |  | 73229000
060628-4 | Cabinet fitting, chimney 4 pcs | 078020 |  | 1 | 372.30 | 49.70 | 42.60 | 10 | 335.00 | 44.60 | 38.50 |  |  |  |  | 225 | 135 | 30 | 30 |  | 73229000
060628-5 | Cabinet fitting, chimney 4 pcs | 078020 |  | 1 | 372.30 | 49.70 | 42.60 | 10 | 335.00 | 44.60 | 38.50 |  |  |  |  | 225 | 135 | 30 | 30 |  | 73229000
060628-6 | Cabinet fitting, chimney 4 pcs | 078020 |  | 1 | 372.30 | 49.70 | 42.60 | 10 | 335.00 | 44.60 | 38.50 |  |  |  |  | 225 | 135 | 30 | 30 |  | 73229000
060628-7 | Cabinet fitting, chimney 4 pcs | 078020 |  | 1 | 372.30 | 49.70 | 42.60 | 10 | 335.00 | 44.60 | 38.50 |  |  |  |  | 225 | 135 | 30 | 30 |  | 73229000
060702 | Scroll compressor, 3 x 400 V, HCP 094 T4L C6, Danfoss no. 120U0598 |  |  | 1 | 15509.10 | 2076.20 | 1780.70 | 10 | 13958.20 | 1868.60 | 1602.60 |  |  |  |  | 232 | 232 | 550 | 47000 |  | 84143081 | DK
060754 | Damper motor, NM24PX-SR/500 |  |  | 1 | 4316.70 | 577.90 | 495.70 | 10 | 3885.00 | 520.10 | 446.10 |  |  |  |  | 352 | 190 | 198 | 1950 |  | 85011010 | DK
060782 | Filter cover | 062694 |  | 1 | 72.70 | 10.00 | 8.50 | 10 | 65.40 | 9.00 | 7.70 |  |  |  |  | 195 | 110 | 15 | 10 |  | 39201089 | CH
060807 | Filter cover, right |  |  | 1 | 68.40 | 9.40 | 8.00 | 10 | 61.60 | 8.50 | 7.20 |  |  |  |  | 240 | 145 | 20 | 20 |  | 39201089 | DK
060911 | Filter cover | 062029 |  | 1 | 65.40 | 9.00 | 7.50 | 10 | 58.90 | 8.10 | 6.80 |  |  |  |  | 215 | 115 | 16 | 12 |  | 39201089 | DK
060922 | Temperature sensor set | 062055 |  | 1 | 276.20 | 37.00 | 31.70 | 10 | 248.60 | 33.30 | 28.50 |  |  |  |  | 140 | 140 | 15 | 46 |  | 84159000 | CN
060923 | Cable set, temperature sensor | 062047 |  | 1 | 310.90 | 42.80 | 35.70 | 10 | 279.80 | 38.50 | 32.10 |  |  |  |  | 150 | 150 | 20 | 54 |  | 85444290 | CN
061025 | Scroll compressor, 1 x 230 V |  |  | 1 | 6296.80 | 842.90 | 722.90 | 10 | 5667.10 | 758.70 | 650.60 |  |  |  |  | 500 | 300 | 300 | 41000 |  | 84143081 | DK
061032 | Scroll compressor, SY 240 A4CBE 3 x 400 V |  |  | 1 | 31897.50 | 4270.10 | 3662.20 | 10 | 28707.80 | 3843.10 | 3296.00 |  |  |  |  | 727 | 344 | 344 | 150000 |  | 84143081 | DK
061033 | Rail for drip tray, 539 x 50mm | 062057 |  | 1 | 82.00 | 11.10 | 9.60 | 10 | 73.80 | 10.00 | 8.60 |  |  |  |  | 0 | 0 | 0 | 106 |  | 39269097 | DK
061035 | Plastic shield for drip tray, 475 x 50mm | 062023 |  | 1 | 77.90 | 10.50 | 9.00 | 10 | 70.10 | 9.50 | 8.10 |  |  |  |  | 0 | 0 | 0 | 94 |  | 39269097 | DK
061137 | Pre-assembled cable, Modbus cable with plug, 700mm, MC700 | 062044 |  | 1 | 134.60 | 18.10 | 15.50 | 10 | 121.10 | 16.30 | 14.00 |  |  |  |  | 15 | 15 | 3 | 20 |  | 85444290 | CN
061138 | Pre-assembled cable, Modbus cable with plug, 1.15m, MC1150 | 062046 |  | 1 | 118.80 | 16.00 | 13.80 | 10 | 106.90 | 14.40 | 12.40 |  |  |  |  | 15 | 15 | 3 | 30 |  | 85444290 | CN
061139 | Pre-assembled cable, Modbus cable with plug, 1.6m, MC1600 | 070765,062054 |  | 1 | 160.60 | 21.60 | 18.70 | 10 | 144.50 | 19.40 | 16.80 |  |  |  |  | 130 | 130 | 30 | 50 |  | 85444290 | CN
061154 | Pre-assembled cable, power supply cable, internal, 1.15m, P1150 | 062045 |  | 1 | 71.60 | 9.60 | 8.50 | 10 | 64.40 | 8.60 | 7.70 |  |  |  |  | 100 | 100 | 25 | 76 |  | 85444290 | CN
061278 | Draining connection with well |  |  | 1 | 35.60 | 4.80 | 4.10 | 10 | 32.00 | 4.30 | 3.70 |  |  |  |  | 100 | 96 | 30 | 45 |  | 39269097 | DK
061344 | Ready made cable, Modbus cable with plugs 2000 mm | 062052 |  | 1 | 163.70 | 21.90 | 18.80 | 10 | 147.30 | 19.70 | 16.90 |  |  |  |  | 120 | 120 | 20 | 70 | Cable from CP:IEC to HCP 4 controller. | 85444290 | CN
061405 | Cover panel, bottom | 293609 |  | 1 | 2642.50 | 353.80 | 303.60 | 10 | 2378.30 | 318.40 | 273.20 |  |  |  |  | 1302 | 900 | 50 | 3500 |  | 84159000
061555 | Damper arm, short for damper |  |  | 1 | 445.10 | 59.60 | 51.10 | 10 | 400.60 | 53.60 | 46.00 |  |  |  |  | 63 | 40 | 18 | 35 |  | 84159000
061565-1 | Box for heating element, bottom |  |  | 1 | 1168.10 | 156.40 | 134.00 | 10 | 1051.30 | 140.70 | 120.70 |  |  |  |  | 480 | 220 | 300 | 1800 |  | 84159000 | DK
061565-2 | Box for heating element, bottom |  |  | 1 | 1168.10 | 156.40 | 134.00 | 10 | 1051.30 | 140.70 | 120.70 |  |  |  |  | 480 | 220 | 300 | 1800 |  | 84159000 | DK
061565-3 | Box for heating element, bottom |  |  | 1 | 1168.10 | 156.40 | 134.00 | 10 | 1051.30 | 140.70 | 120.70 |  |  |  |  | 480 | 220 | 300 | 1800 |  | 84159000 | DK
061613 | Insulation for divider | 076880 | 5640-22-126-7339 | 1 | 626.50 | 83.90 | 72.20 | 10 | 563.90 | 75.50 | 64.90 |  |  |  |  | 415 | 330 | 30 | 150 |  | 73229000
061615 | Insulation for sides | 076870 |  | 1 | 474.20 | 63.40 | 54.50 | 10 | 426.80 | 57.00 | 48.90 |  |  |  |  | 410 | 135 | 25 | 40 |  | 73229000
061635-1 | Tool kit cpl. VA-M 15 | 035667 | 5140-22-619-5435 | 1 | 1652.70 | 221.20 | 189.70 | 10 | 1487.40 | 199.10 | 170.80 |  |  |  |  | 270 | 260 | 90 | 760 |  | 73229000
061635-2 | Tool kit cpl. VA-M 15 | 035667 | 5140-22-619-5435 | 1 | 1652.70 | 221.20 | 189.70 | 10 | 1487.40 | 199.10 | 170.80 |  |  |  |  | 270 | 260 | 90 | 760 |  | 73229000
061702 | Filter cover, left |  |  | 1 | 68.40 | 9.40 | 8.00 | 10 | 61.60 | 8.50 | 7.20 |  |  |  |  | 240 | 145 | 19 | 20 |  | 70199000 | DK
061703 | Scroll compressor, HRP 040 T4L P6 |  |  | 1 | 7400.30 | 990.80 | 849.60 | 10 | 6660.30 | 891.70 | 764.60 |  |  |  |  | 0 | 0 | 0 | 32000 |  | 84143081 | DK
061791 | Clip for heater | 079390 | 5340-22-620-5197 | 1 | 344.20 | 46.40 | 39.60 | 10 | 310.00 | 41.60 | 35.40 |  |  |  |  | 320 | 220 | 50 | 100 |  | 73229000
061838 | Damper 1650 x 1040, split for 9/18 XK |  |  | 1 | 3941.50 | 527.60 | 452.50 | 10 | 3547.40 | 474.80 | 407.30 |  |  |  |  | 1800 | 250 | 1150 | 8779 |  | 84159000 | IT
061841 | Damper 1249 x 840, split for 5/10 XK |  |  | 1 | 3195.90 | 427.90 | 366.90 | 10 | 2876.30 | 385.10 | 330.20 |  |  |  |  | 1400 | 400 | 950 | 5706 |  | 84159000 | IT
061933 | Coarse filter |  | 4520-22-124-9945 | 1 | 297.00 | 39.70 | 34.10 | 10 | 267.30 | 35.80 | 30.70 |  |  |  |  | 350 | 240 | 140 | 40 |  | 73229000
061935 | Bracket for insulation | 078410 | 5670-22-607-2653 | 1 | 502.10 | 67.10 | 57.60 | 10 | 451.80 | 60.40 | 51.70 |  |  |  |  | 0 | 0 | 0 | 380 |  | 73229000
061937 | Mounting plate oil supply unit | 078130 | 5340-22-611-9832 | 1 | 662.40 | 88.70 | 76.10 | 10 | 596.10 | 80.10 | 68.50 |  |  |  |  | 180 | 190 | 175 | 1200 |  | 73229000
061941 | Bracket for insulation | 078380,078360 | 4520-22-611-1558 | 1 | 606.00 | 81.10 | 69.40 | 10 | 545.60 | 73.00 | 62.60 |  |  |  |  | 590 | 240 | 50 | 650 |  | 73229000
061944-1 | Generator housing | 208390 |  | 1 | 834.00 | 111.50 | 96.00 | 10 | 750.60 | 100.60 | 86.20 |  |  |  |  | 300 | 300 | 300 | 1000 |  | 73229000
061944-2 | Generator housing | 208390 |  | 1 | 834.00 | 111.50 | 96.00 | 10 | 750.60 | 100.60 | 86.20 |  |  |  |  | 300 | 300 | 300 | 1000 |  | 73229000
061944-3 | Generator housing | 208390 |  | 1 | 834.00 | 111.50 | 96.00 | 10 | 750.60 | 100.60 | 86.20 |  |  |  |  | 300 | 300 | 300 | 1000 |  | 73229000
061944-4 | Generator housing | 208390 |  | 1 | 834.00 | 111.50 | 96.00 | 10 | 750.60 | 100.60 | 86.20 |  |  |  |  | 300 | 300 | 300 | 1000 |  | 73229000
062018-1 | EPS front, complete |  |  | 1 | 1809.30 | 242.30 | 207.90 | 10 | 1628.40 | 218.10 | 187.10 |  |  |  |  | 1012 | 555 | 100 | 500 |  | 84159000
062019-2 | Fan and bracket, ø133 mm | 097870 |  | 1 | 1930.50 | 258.60 | 221.90 | 10 | 1737.50 | 232.70 | 199.70 |  |  |  |  | 275 | 275 | 155 | 1178 |  | 84159000 | DE
062021-2 | Heat exchanger - 255mm - with insulation |  |  | 1 | 1518.40 | 203.30 | 174.30 | 10 | 1366.50 | 182.90 | 156.90 |  |  |  |  | 0 | 0 | 0 | 6500 |  | 84159000
062031-2 | Damper motor, 230 V AC, 800mm cable |  |  | 1 | 985.60 | 132.00 | 113.20 | 10 | 887.00 | 118.80 | 101.90 |  |  |  |  | 195 | 110 | 90 | 206 |  | 84159000 | CN
062048-2 | Heat exchanger - 400 mm |  |  | 1 | 3767.30 | 504.30 | 432.60 | 10 | 3390.60 | 453.90 | 389.30 |  |  |  |  | 605 | 580 | 340 | 8650 |  | 84159000
062049-4 | Front EPS | 063059 |  | 1 | 1309.50 | 175.70 | 150.60 | 10 | 1178.50 | 158.10 | 135.50 |  |  |  |  | 0 | 0 | 0 | 1750 |  | 84159000
062050-2 | Damper motor, 230 V AC, 1.2m cable |  |  | 1 | 914.60 | 122.40 | 105.00 | 10 | 823.10 | 110.20 | 94.50 |  |  |  |  | 195 | 105 | 90 | 210 |  | 84159000
062059-1 | Control panel, HCP4 |  |  | 1 | 1616.10 | 216.30 | 185.50 | 10 | 1454.50 | 194.70 | 167.00 |  |  |  |  | 195 | 105 | 90 | 100 |  | 84159000
062060-2 | Controller PCB |  |  | 1 | 1233.60 | 165.10 | 141.80 | 10 | 1110.20 | 148.60 | 127.60 |  |  |  |  | 190 | 110 | 90 | 154 |  | 84159000 | CN
062173 | Combi coil, 12/24 XWPS-V, XWP-H |  |  | 1 | 21634.90 | 2896.20 | 2483.80 | 10 | 19471.40 | 2606.60 | 2235.40 |  |  |  |  | 1915 | 151 | 1100 | 48700 |  | 84159000 | DK
062218 | Condensate pump w/plate |  |  | 1 | 3355.20 | 449.20 | 385.20 | 10 | 3019.60 | 404.20 | 346.70 |  |  |  |  | 275 | 275 | 160 | 1805 |  | 84159000
062289 | Sheet filter, PPI 15 filter, evaporator |  |  | 1 | 162.70 | 21.80 | 18.70 | 10 | 146.40 | 19.60 | 16.80 |  |  |  |  | 405 | 385 | 15 | 76 |  | 84219990 | DK
062294-2 | Main controller |  |  | 1 | 1146.10 | 153.50 | 131.70 | 10 | 1031.50 | 138.20 | 118.50 |  |  |  |  | 190 | 110 | 90 | 152 |  | 84159000
062294-5 | Main controller |  |  | 1 | 1146.10 | 153.50 | 131.70 | 10 | 1031.50 | 138.20 | 118.50 |  |  |  |  | 190 | 110 | 90 | 152 |  | 84159000
062295-2 | Controller PCB |  |  | 1 | 1249.40 | 167.60 | 143.60 | 10 | 1124.50 | 150.80 | 129.20 |  |  |  |  | 195 | 110 | 90 | 160 |  | 84159000
062335 | Shoe, 2pcs. | 541061 |  | 1 | 436.40 | 58.40 | 50.20 | 10 | 392.80 | 52.60 | 45.20 |  |  |  |  | 225 | 135 | 30 | 30 |  | 84159000
062670 | Gasket for heating element 10 pcs |  | 5330-22-611-2273 | 1 | 629.50 | 84.20 | 72.50 | 10 | 566.40 | 75.80 | 65.10 |  |  |  |  | 130 | 220 | 50 | 5 |  | 84159000 | DK
062815 | Drop catcher, Munters DSR-1-423-725, alu frame, 5/10 |  |  | 1 | 2403.20 | 321.70 | 275.90 | 10 | 2162.90 | 289.50 | 248.30 |  |  |  |  | 723 | 420 | 68 | 1554 |  | 70199000 | PL
062816 | Drop catcher, DSR-1-442-805, alu frame, 7/14 |  |  | 1 | 2435.30 | 326.00 | 279.60 | 10 | 2191.70 | 293.40 | 251.60 |  |  |  |  | 805 | 442 | 100 | 1000 |  | 70199000 | PL
062817 | Drop catcher, alu frame, 9/18 |  |  | 1 | 3446.80 | 461.40 | 395.70 | 10 | 3102.10 | 415.30 | 356.20 |  |  |  |  | 1005 | 420 | 1005 | 2800 |  | 70199000 | PL
062818 | Drop stop, Munters DSR1 517(B) X 1070(H) DAN-X12/24 |  |  | 1 | 3918.90 | 524.60 | 449.90 | 10 | 3527.00 | 472.20 | 404.90 |  |  |  |  | 1100 | 70 | 517 | 5000 |  | 70199000 | PL
062826 | Panel filter, alu frame, 16/32 |  |  | 1 | 3098.90 | 414.90 | 355.80 | 10 | 2789.00 | 373.40 | 320.20 |  |  |  |  | 1205 | 515 | 67 | 2722 |  | 56031110 | PL
062831 | Evaporator coil, 320 x 44 x 275 | 064863,064562,036955,600018 |  | 1 | 762.60 | 102.20 | 87.60 | 10 | 686.30 | 92.00 | 78.80 |  |  |  |  | 370 | 275 | 80 | 1255 |  | 84189910 | DK
062832 | Condenser, 320 x 66 x 275 | 036955,064863,600018 |  | 1 | 1112.90 | 149.10 | 127.80 | 10 | 1001.60 | 134.20 | 115.00 |  |  |  |  | 380 | 275 | 150 | 2024 |  | 84189910 | DK
062839 | Sealants for smoke outlet | 796067 | 5330-22-125-7927 | 1 | 121.90 | 16.30 | 14.00 | 10 | 109.50 | 14.60 | 12.70 |  |  |  |  | 150 | 105 | 70 | 20 |  | 73229000
062868 | Lock cpl. with handles for door |  |  | 1 | 1297.90 | 174.10 | 149.10 | 10 | 1168.10 | 156.70 | 134.20 |  |  |  |  | 250 | 175 | 100 | 920
062882 | Panel filter, M5, with expanded surface area |  | 4120-22-620-1213 | 1 | 921.60 | 123.40 | 105.80 | 10 | 829.40 | 111.00 | 95.20 |  |  |  |  | 695 | 580 | 48 | 200 |  | 56031110 | PL
062987-1 | Flashing, flue gas outlet | 078310 |  | 1 | 316.20 | 42.40 | 36.20 | 10 | 284.40 | 38.20 | 32.90 |  |  |  |  | 187 | 187 | 18 | 300 |  | 73229000
062987-2 | Flashing, flue gas outlet | 078310 |  | 1 | 316.20 | 42.40 | 36.20 | 10 | 284.40 | 38.20 | 32.90 |  |  |  |  | 187 | 187 | 18 | 300 |  | 73229000
062987-3 | Flashing, flue gas outlet | 078310 |  | 1 | 316.20 | 42.40 | 36.20 | 10 | 284.40 | 38.20 | 32.90 |  |  |  |  | 187 | 187 | 18 | 300 |  | 73229000
062987-4 | Flashing, flue gas outlet | 078310 |  | 1 | 316.20 | 42.40 | 36.20 | 10 | 284.40 | 38.20 | 32.90 |  |  |  |  | 187 | 187 | 18 | 300 |  | 73229000
062987-5 | Flashing, flue gas outlet | 078310 |  | 1 | 316.20 | 42.40 | 36.20 | 10 | 284.40 | 38.20 | 32.90 |  |  |  |  | 187 | 187 | 18 | 300 |  | 73229000
062987-6 | Flashing, flue gas outlet | 078310 |  | 1 | 316.20 | 42.40 | 36.20 | 10 | 284.40 | 38.20 | 32.90 |  |  |  |  | 187 | 187 | 18 | 300 |  | 73229000
062987-7 | Flashing, flue gas outlet | 078310 |  | 1 | 316.20 | 42.40 | 36.20 | 10 | 284.40 | 38.20 | 32.90 |  |  |  |  | 187 | 187 | 18 | 300 |  | 73229000
062989-1 | Foot board Ral 6014 |  |  | 1 | 405.20 | 54.50 | 46.60 | 10 | 364.70 | 48.90 | 41.80 |  |  |  |  | 280 | 275 | 155 | 480 |  | 84159000 | DK
062989-2 | Foot board Ral 6014 |  |  | 1 | 405.20 | 54.50 | 46.60 | 10 | 364.70 | 48.90 | 41.80 |  |  |  |  | 280 | 275 | 155 | 480 |  | 84159000 | DK
062989-3 | Foot board Ral 6014 |  |  | 1 | 405.20 | 54.50 | 46.60 | 10 | 364.70 | 48.90 | 41.80 |  |  |  |  | 280 | 275 | 155 | 480 |  | 84159000 | DK
062989-4 | Foot board Ral 6014 |  |  | 1 | 405.20 | 54.50 | 46.60 | 10 | 364.70 | 48.90 | 41.80 |  |  |  |  | 280 | 275 | 155 | 480 |  | 84159000 | DK
062989-5 | Foot board Ral 6014 |  |  | 1 | 405.20 | 54.50 | 46.60 | 10 | 364.70 | 48.90 | 41.80 |  |  |  |  | 280 | 275 | 155 | 480 |  | 84159000 | DK
062989-6 | Foot board Ral 6014 |  |  | 1 | 405.20 | 54.50 | 46.60 | 10 | 364.70 | 48.90 | 41.80 |  |  |  |  | 280 | 275 | 155 | 480 |  | 84159000 | DK
063084-1 | Heat exchanger - 400mm - with insulation |  |  | 1 | 2489.50 | 333.30 | 285.80 | 10 | 2240.50 | 299.90 | 257.20 |  |  |  |  | 600 | 570 | 320 | 10000 |  | 84159000
063091 | Fan bracket | 046941,072410,175538 |  | 1 | 74.40 | 10.20 | 8.80 | 10 | 67.00 | 9.20 | 7.90 |  |  |  |  | 0 | 0 | 0 | 104 |  | 73269098 | DK
063108-1 | Cover complete with insulation |  |  | 1 | 3666.90 | 490.90 | 421.20 | 10 | 3299.90 | 441.70 | 379.10 |  |  |  |  | 844 | 685 | 410 | 7750 |  | 84159000 | DK
063108-2 | Cover complete with insulation |  |  | 1 | 3666.90 | 490.90 | 421.20 | 10 | 3299.90 | 441.70 | 379.10 |  |  |  |  | 844 | 685 | 410 | 7750 |  | 84159000 | DK
063108-3 | Cover complete with insulation |  |  | 1 | 3666.90 | 490.90 | 421.20 | 10 | 3299.90 | 441.70 | 379.10 |  |  |  |  | 844 | 685 | 410 | 7750 |  | 84159000 | DK
063109 | Evaporator coil |  | 4130-22-620-0248 | 1 | 2389.90 | 320.10 | 274.40 | 10 | 2150.90 | 288.10 | 247.10 |  |  |  |  | 490 | 410 | 90 | 4000 |  | 84159000 | IT
063111 | Fan and fan housing |  | 4120-22-620-0312 | 1 | 2755.30 | 368.80 | 316.30 | 10 | 2479.70 | 332.00 | 284.70 |  |  |  |  | 420 | 420 | 420 | 5100 |  | 84159000
063112-1 | Fan |  | 4140-22-620-0250 | 1 | 2879.90 | 385.50 | 330.80 | 10 | 2591.80 | 347.00 | 297.60 |  |  |  |  | 320 | 320 | 150 | 3250 |  | 84159000 | DK
063112-2 | Fan |  | 4140-22-620-0250 | 1 | 2879.90 | 385.50 | 330.80 | 10 | 2591.80 | 347.00 | 297.60 |  |  |  |  | 320 | 320 | 150 | 3250 |  | 84159000 | DK
063113 | Drip tray with drain tube components |  | 9999-22-620-0251 | 1 | 1545.20 | 207.00 | 177.20 | 10 | 1390.50 | 186.20 | 159.50 |  |  |  |  | 0 | 0 | 0 | 1900 |  | 84159000 | DK
063114-1 | Handle, set with 2 pcs. |  |  | 1 | 434.70 | 58.10 | 50.00 | 10 | 391.10 | 52.20 | 44.90 |  |  |  |  | 0 | 0 | 0 | 300 |  | 84159000 | DK
063114-10 | Handle, set with 2 pcs. |  |  | 1 | 434.70 | 58.10 | 50.00 | 10 | 391.10 | 52.20 | 44.90 |  |  |  |  | 0 | 0 | 0 | 300 |  | 84159000 | DK
063114-11 | Handle, set with 2 pcs. |  |  | 1 | 434.70 | 58.10 | 50.00 | 10 | 391.10 | 52.20 | 44.90 |  |  |  |  | 0 | 0 | 0 | 300 |  | 84159000 | DK
063114-2 | Handle, set with 2 pcs. |  |  | 1 | 434.70 | 58.10 | 50.00 | 10 | 391.10 | 52.20 | 44.90 |  |  |  |  | 0 | 0 | 0 | 300 |  | 84159000 | DK
063114-3 | Handle, set with 2 pcs. |  |  | 1 | 434.70 | 58.10 | 50.00 | 10 | 391.10 | 52.20 | 44.90 |  |  |  |  | 0 | 0 | 0 | 300 |  | 84159000 | DK
063114-4 | Handle, set with 2 pcs. |  |  | 1 | 434.70 | 58.10 | 50.00 | 10 | 391.10 | 52.20 | 44.90 |  |  |  |  | 0 | 0 | 0 | 300 |  | 84159000 | DK
063114-5 | Handle, set with 2 pcs. |  |  | 1 | 434.70 | 58.10 | 50.00 | 10 | 391.10 | 52.20 | 44.90 |  |  |  |  | 0 | 0 | 0 | 300 |  | 84159000 | DK
063114-6 | Handle, set with 2 pcs. |  |  | 1 | 434.70 | 58.10 | 50.00 | 10 | 391.10 | 52.20 | 44.90 |  |  |  |  | 0 | 0 | 0 | 300 |  | 84159000 | DK
063114-7 | Handle, set with 2 pcs. |  |  | 1 | 434.70 | 58.10 | 50.00 | 10 | 391.10 | 52.20 | 44.90 |  |  |  |  | 0 | 0 | 0 | 300 |  | 84159000 | DK
063114-8 | Handle, set with 2 pcs. |  |  | 1 | 434.70 | 58.10 | 50.00 | 10 | 391.10 | 52.20 | 44.90 |  |  |  |  | 0 | 0 | 0 | 300 |  | 84159000 | DK
063114-9 | Handle, set with 2 pcs. |  |  | 1 | 434.70 | 58.10 | 50.00 | 10 | 391.10 | 52.20 | 44.90 |  |  |  |  | 0 | 0 | 0 | 300 |  | 84159000 | DK
063115-1 | Grill, internal side |  |  | 1 | 801.90 | 107.20 | 92.10 | 10 | 721.70 | 96.60 | 82.90 |  |  |  |  | 0 | 0 | 0 | 500 |  | 84159000 | DK
063115-2 | Grill, internal side |  |  | 1 | 801.90 | 107.20 | 92.10 | 10 | 721.70 | 96.60 | 82.90 |  |  |  |  | 0 | 0 | 0 | 500 |  | 84159000 | DK
063115-3 | Grill, internal side |  |  | 1 | 801.90 | 107.20 | 92.10 | 10 | 721.70 | 96.60 | 82.90 |  |  |  |  | 0 | 0 | 0 | 500 |  | 84159000 | DK
063116-1 | Frontgable, complete |  |  | 1 | 4206.70 | 563.30 | 483.00 | 10 | 3786.00 | 506.90 | 434.70 |  |  |  |  | 730 | 620 | 165 | 3840 |  | 84159000 | DK
063116-10 | Frontgable, complete |  |  | 1 | 4206.70 | 563.30 | 483.00 | 10 | 3786.00 | 506.90 | 434.70 |  |  |  |  | 730 | 620 | 165 | 3840 |  | 84159000 | DK
063116-11 | Frontgable, complete |  |  | 1 | 4206.70 | 563.30 | 483.00 | 10 | 3786.00 | 506.90 | 434.70 |  |  |  |  | 730 | 620 | 165 | 3840 |  | 84159000 | DK
063116-2 | Frontgable, complete |  |  | 1 | 4206.70 | 563.30 | 483.00 | 10 | 3786.00 | 506.90 | 434.70 |  |  |  |  | 730 | 620 | 165 | 3840 |  | 84159000 | DK
063116-3 | Frontgable, complete |  |  | 1 | 4206.70 | 563.30 | 483.00 | 10 | 3786.00 | 506.90 | 434.70 |  |  |  |  | 730 | 620 | 165 | 3840 |  | 84159000 | DK
063116-4 | Frontgable, complete |  |  | 1 | 4206.70 | 563.30 | 483.00 | 10 | 3786.00 | 506.90 | 434.70 |  |  |  |  | 730 | 620 | 165 | 3840 |  | 84159000 | DK
063116-5 | Frontgable, complete |  |  | 1 | 4206.70 | 563.30 | 483.00 | 10 | 3786.00 | 506.90 | 434.70 |  |  |  |  | 730 | 620 | 165 | 3840 |  | 84159000 | DK
063116-6 | Frontgable, complete |  |  | 1 | 4206.70 | 563.30 | 483.00 | 10 | 3786.00 | 506.90 | 434.70 |  |  |  |  | 730 | 620 | 165 | 3840 |  | 84159000 | DK
063116-7 | Frontgable, complete |  |  | 1 | 4206.70 | 563.30 | 483.00 | 10 | 3786.00 | 506.90 | 434.70 |  |  |  |  | 730 | 620 | 165 | 3840 |  | 84159000 | DK
063116-8 | Frontgable, complete |  |  | 1 | 4206.70 | 563.30 | 483.00 | 10 | 3786.00 | 506.90 | 434.70 |  |  |  |  | 730 | 620 | 165 | 3840 |  | 84159000 | DK
063116-9 | Frontgable, complete |  |  | 1 | 4206.70 | 563.30 | 483.00 | 10 | 3786.00 | 506.90 | 434.70 |  |  |  |  | 730 | 620 | 165 | 3840 |  | 84159000 | DK
063117 | Filter, 5 pcs. |  |  | 1 | 159.20 | 21.30 | 18.30 | 10 | 143.20 | 19.10 | 16.50 |  |  |  |  | 410 | 135 | 275 | 740 |  | 84159000 | DK
063118-1 | Base plate, complete |  |  | 1 | 5400.30 | 723.10 | 620.00 | 10 | 4860.30 | 650.60 | 558.00 |  |  |  |  | 0 | 0 | 0 | 21700 |  | 84159000 | DK
063118-2 | Base plate, complete |  |  | 1 | 5400.30 | 723.10 | 620.00 | 10 | 4860.30 | 650.60 | 558.00 |  |  |  |  | 0 | 0 | 0 | 21700 |  | 84159000 | DK
063118-3 | Base plate, complete |  |  | 1 | 5400.30 | 723.10 | 620.00 | 10 | 4860.30 | 650.60 | 558.00 |  |  |  |  | 0 | 0 | 0 | 21700 |  | 84159000 | DK
063119-1 | Fan and fan housing |  | 4140-22-620-0261 | 1 | 4528.60 | 606.20 | 519.90 | 10 | 4075.70 | 545.60 | 467.90 |  |  |  |  | 0 | 0 | 0 | 6400 |  | 84159000
063120 | Fan |  | 4140-22-620-0263 | 1 | 1648.00 | 220.60 | 189.20 | 10 | 1483.20 | 198.60 | 170.30 |  |  |  |  | 580 | 385 | 110 | 3000 |  | 84159000
063121-1 | Condenser coil |  |  | 1 | 4533.60 | 606.80 | 520.60 | 10 | 4080.00 | 546.20 | 468.40 |  |  |  |  | 740 | 620 | 165 | 4900 |  | 84159000 | IT
063121-2 | Condenser coil |  |  | 1 | 4533.60 | 606.80 | 520.60 | 10 | 4080.00 | 546.20 | 468.40 |  |  |  |  | 740 | 620 | 165 | 4900 |  | 84159000 | IT
063122 | Sensor, set with 2 pcs. |  | 6685-22-620-0266 | 1 | 525.40 | 70.20 | 60.40 | 10 | 472.90 | 63.40 | 54.50 |  |  |  |  | 150 | 105 | 50 | 110 |  | 84159000
063123-3 | Sight glass + dry filter | 607630,068595 |  | 1 | 433.30 | 58.00 | 49.80 | 10 | 390.00 | 52.20 | 44.80 |  |  |  |  | 195 | 110 | 95 | 350 |  | 84159000
063124 | Expansion valve |  | 4820-22-620-0267 | 1 | 1008.40 | 135.00 | 115.80 | 10 | 907.60 | 121.50 | 104.20 |  |  |  |  | 150 | 105 | 70 | 150 |  | 84159000
063125-1 | Service valve | 605140 |  | 1 | 557.60 | 74.70 | 64.10 | 10 | 501.80 | 67.10 | 57.60 |  |  |  |  | 150 | 105 | 70 | 40 |  | 84159000
063125-3 | Service valve | 605140 |  | 1 | 557.60 | 74.70 | 64.10 | 10 | 501.80 | 67.10 | 57.60 |  |  |  |  | 150 | 105 | 70 | 40 |  | 84159000
063125-4 | Service valve | 605140 |  | 1 | 557.60 | 74.70 | 64.10 | 10 | 501.80 | 67.10 | 57.60 |  |  |  |  | 150 | 105 | 70 | 40 |  | 84159000
063126 | Switch, high pressure | 025949,298978 | 5930-22-620-0270 | 1 | 457.30 | 61.20 | 52.50 | 10 | 411.60 | 55.10 | 47.30 |  |  |  |  | 195 | 110 | 95 | 310 |  | 84159000
063127 | Compressor |  | 4130-22-620-0271 | 1 | 5755.70 | 770.50 | 660.80 | 10 | 5180.10 | 693.50 | 594.70 |  |  |  |  | 0 | 0 | 0 | 26000 |  | 84159000 | DE
063128-1 | Receiver | 602740 |  | 1 | 641.70 | 85.90 | 73.80 | 10 | 577.60 | 77.30 | 66.60 |  |  |  |  | 320 | 185 | 90 | 900 |  | 84159000
063129-2 | Drier filter | 607230,011072 |  | 1 | 314.30 | 42.10 | 36.10 | 10 | 282.90 | 37.90 | 32.50 |  |  |  |  | 137 | 98 | 65 | 232 |  | 84159000
063130-1 | Control box, complete (with wires) |  |  | 1 | 6606.40 | 884.50 | 758.50 | 10 | 5945.70 | 796.10 | 682.70 |  |  |  |  | 350 | 240 | 135 | 2100 |  | 84159000 | DK
063130-2 | Control box, complete (with wires) |  |  | 1 | 6606.40 | 884.50 | 758.50 | 10 | 5945.70 | 796.10 | 682.70 |  |  |  |  | 350 | 240 | 135 | 2100 |  | 84159000 | DK
063130-4 | Control box, complete (with wires) |  |  | 1 | 6606.40 | 884.50 | 758.50 | 10 | 5945.70 | 796.10 | 682.70 |  |  |  |  | 350 | 240 | 135 | 2100 |  | 84159000 | DK
063131 | Capacitor 5µF | 531743 | 5910-22-620-0275 | 1 | 155.70 | 20.80 | 17.90 | 10 | 140.10 | 18.80 | 16.10 |  |  |  |  | 150 | 105 | 70 | 60 |  | 84159000
063132 | Capacitor, 40µF |  | 5910-22-620-0276 | 1 | 461.30 | 61.50 | 52.80 | 10 | 415.10 | 55.60 | 47.70 |  |  |  |  | 195 | 110 | 95 | 170 |  | 84159000
063133 | Capacitor, 2,5µF | 531793 | 5910-22-620-0277 | 1 | 135.60 | 18.20 | 15.60 | 10 | 122.00 | 16.30 | 14.00 |  |  |  |  | 150 | 105 | 70 | 60 |  | 84159000
063134 | Front label, cable entry, switches, potentiometer |  | 5975-22-620-0278 | 1 | 1302.10 | 174.40 | 149.30 | 10 | 1171.80 | 156.90 | 134.50 |  |  |  |  | 0 | 0 | 0 | 300 |  | 84159000
063135 | Box for Control Board, bottom |  | 6110-22-620-0279 | 1 | 896.10 | 119.90 | 102.80 | 10 | 806.40 | 108.20 | 92.70 |  |  |  |  | 0 | 0 | 0 | 900 |  | 84159000 | DK
063136 | Rubber grommet, DG11, 6 pcs. |  | 5365-22-620-0280 | 1 | 321.30 | 43.00 | 36.80 | 10 | 289.20 | 38.80 | 33.20 |  |  |  |  | 0 | 0 | 0 | 200 |  | 84159000
063137-1 | Control, printed circuit board |  |  | 1 | 5908.90 | 791.00 | 678.40 | 10 | 5317.80 | 712.10 | 610.80 |  |  |  |  | 325 | 225 | 70 | 580 |  | 84159000
063138-1 | Control box, cover |  |  | 1 | 937.40 | 125.50 | 107.50 | 10 | 843.90 | 113.20 | 96.90 |  |  |  |  | 0 | 0 | 0 | 700 |  | 84159000 | DK
063138-2 | Control box, cover |  |  | 1 | 937.40 | 125.50 | 107.50 | 10 | 843.90 | 113.20 | 96.90 |  |  |  |  | 0 | 0 | 0 | 700 |  | 84159000 | DK
063138-3 | Control box, cover |  |  | 1 | 937.40 | 125.50 | 107.50 | 10 | 843.90 | 113.20 | 96.90 |  |  |  |  | 0 | 0 | 0 | 700 |  | 84159000 | DK
063139-1 | Copper tube set |  |  | 1 | 1112.00 | 148.80 | 127.50 | 10 | 1000.80 | 134.00 | 114.80 |  |  |  |  | 0 | 0 | 0 | 3100 |  | 84159000 | DK
063139-2 | Copper tube set |  |  | 1 | 1112.00 | 148.80 | 127.50 | 10 | 1000.80 | 134.00 | 114.80 |  |  |  |  | 0 | 0 | 0 | 3100 |  | 84159000 | DK
063140 | EMC seal complete, 2 pcs. |  | 4120-22-620-0311 | 1 | 1692.70 | 226.60 | 194.30 | 10 | 1523.40 | 204.20 | 174.90 |  |  |  |  | 280 | 275 | 155 | 30 |  | 84159000 | DK
063310-1 | Leg closure |  |  | 1 | 642.20 | 85.90 | 73.80 | 10 | 578.10 | 77.30 | 66.60 |  |  |  |  | 195 | 110 | 95 | 140 |  | 84159000 | DK
063310-2 | Leg closure |  |  | 1 | 642.20 | 85.90 | 73.80 | 10 | 578.10 | 77.30 | 66.60 |  |  |  |  | 195 | 110 | 95 | 140 |  | 84159000 | DK
063310-3 | Leg closure |  |  | 1 | 642.20 | 85.90 | 73.80 | 10 | 578.10 | 77.30 | 66.60 |  |  |  |  | 195 | 110 | 95 | 140 |  | 84159000 | DK
063310-4 | Leg closure |  |  | 1 | 642.20 | 85.90 | 73.80 | 10 | 578.10 | 77.30 | 66.60 |  |  |  |  | 195 | 110 | 95 | 140 |  | 84159000 | DK
063310-5 | Leg closure |  |  | 1 | 642.20 | 85.90 | 73.80 | 10 | 578.10 | 77.30 | 66.60 |  |  |  |  | 195 | 110 | 95 | 140 |  | 84159000 | DK
063310-6 | Leg closure |  |  | 1 | 642.20 | 85.90 | 73.80 | 10 | 578.10 | 77.30 | 66.60 |  |  |  |  | 195 | 110 | 95 | 140 |  | 84159000 | DK
063310-7 | Leg closure |  |  | 1 | 642.20 | 85.90 | 73.80 | 10 | 578.10 | 77.30 | 66.60 |  |  |  |  | 195 | 110 | 95 | 140 |  | 84159000 | DK
063376 | Box for capacitor cpl. |  |  | 1 | 4487.10 | 600.70 | 515.20 | 10 | 4038.40 | 540.60 | 463.70 |  |  |  |  | 300 | 200 | 200 | 2021 |  | 84159000 | DK
063377-1 | Front door |  |  | 1 | 1194.80 | 160.00 | 137.30 | 10 | 1075.30 | 144.00 | 123.60 |  |  |  |  | 1200 | 730 | 100 | 4990 |  | 84159000
063446 | HCV4 - Filter kit, 1 x ISO C75% (G4) 1 x ePM1 70% (F7) |  |  | 1 | 314.60 | 42.10 | 36.10 | 10 | 251.70 | 33.70 | 28.90 | 120 | 204.50 | 27.40 | 23.50 | 300 | 185 | 110 | 682 | Set of filters (2 single filters in one box, G4 filter and F7 filter) One pallet contains 120 filter kits. | 84158300 | PL
063447 | HCV5 -Filter kit, 1 x ISO C75% (G4) 1 x ePM1 70% (F7) |  |  | 1 | 434.90 | 58.20 | 49.90 | 10 | 347.90 | 46.60 | 39.90 | 70 | 282.70 | 37.80 | 32.50 | 445 | 205 | 110 | 974 | Set of filters (2 single filters in one box, G4 filter and F7 filter) One pallet contains 70 filter kits. | 84158300 | PL
063448 | HCH 5 - Filter kit, 1 x ISO C75% (G4) 1 x ePM1 70% (F7) |  |  | 1 | 463.00 | 62.00 | 53.20 | 10 | 370.40 | 49.60 | 42.50 | 70 | 300.90 | 40.30 | 34.60 | 455 | 225 | 110 | 1040 |  | 84158300 | PL
063449 | HCH 8 - Filter kit, 1 x ISO C75% (G4) 1 x ePM1 70% (F7) |  |  | 1 | 551.90 | 73.90 | 63.40 | 10 | 441.60 | 59.10 | 50.70 | 40 | 358.80 | 48.00 | 41.20 | 650 | 220 | 110 | 1428 | Set of filters (2 single filters in one box, G4 filter and F7 filter) One pallet contains 40 filter kits | 84158300 | PL
063468 | HCV4 - Filter kit, 2 x ISO C75% (G4) |  |  | 1 | 230.70 | 30.90 | 26.50 | 10 | 184.50 | 24.70 | 21.20 | 120 | 149.90 | 20.10 | 17.20 | 300 | 185 | 105 | 550 | Set of filters (2 single G4 filters in one box). One pallet contains 120 filter kits. | 84158300 | PL
063469 | HCV5 - Filter kit, 2 x ISO C75% (G4) |  |  | 1 | 269.30 | 36.10 | 30.90 | 10 | 215.40 | 28.80 | 24.70 | 70 | 175.00 | 23.40 | 20.10 | 450 | 210 | 110 | 726 | Set of filters (2 single G4 filters in one box). One pallet contains 70 filter kits. | 84158300 | PL
063470 | HCH 5 - Filter kit, 2 x ISO C75% (G4) |  |  | 1 | 275.00 | 36.80 | 31.60 | 10 | 220.00 | 29.50 | 25.30 | 70 | 178.80 | 23.90 | 20.50 | 470 | 230 | 115 | 778 |  | 84158300 | PL
063471 | HCH 8 - Filter kit, 2 x ISO C75% (G4) |  |  | 1 | 320.30 | 42.90 | 36.80 | 10 | 256.20 | 34.30 | 29.40 | 40 | 208.20 | 27.90 | 23.90 | 650 | 230 | 110 | 1100 | Set of filters (2 single G4 filters in one box) One pallet contains 40 filter kits. | 84158300 | PL
063525-1 | Bracket for Clip | 078100 |  | 1 | 378.20 | 50.50 | 43.30 | 10 | 340.30 | 45.40 | 39.00 |  |  |  |  | 195 | 110 | 95 | 120 |  | 73229000
063525-2 | Bracket for Clip | 078100 |  | 1 | 378.20 | 50.50 | 43.30 | 10 | 340.30 | 45.40 | 39.00 |  |  |  |  | 195 | 110 | 95 | 120 |  | 73229000
063525-3 | Bracket for Clip | 078100 |  | 1 | 378.20 | 50.50 | 43.30 | 10 | 340.30 | 45.40 | 39.00 |  |  |  |  | 195 | 110 | 95 | 120 |  | 73229000
063525-4 | Bracket for Clip | 078100 |  | 1 | 378.20 | 50.50 | 43.30 | 10 | 340.30 | 45.40 | 39.00 |  |  |  |  | 195 | 110 | 95 | 120 |  | 73229000
063531 | Cable tie, 4,8 x 370 mm - Black - P100 | 099827,099190,144152 |  | 1 | 1.10 | 0.10 | 0.10 | 10 | 1.00 | 0.10 | 0.10 |  |  |  |  | 100 | 100 | 50 | 50 |  | 84159000 | DK
063680-1 | Mounting bracket |  |  | 1 | 768.40 | 102.80 | 88.20 | 10 | 691.60 | 92.50 | 79.40 |  |  |  |  | 0 | 0 | 0 | 1000 |  | 84159000
063729 | Cooling plant Cpl. Cdp 75 | 175312 |  | 1 | 12125.30 | 1623.10 | 1392.10 | 10 | 10912.80 | 1460.80 | 1252.90 |  |  |  |  | 1200 | 800 | 820 | 55000 |  | 84159000
063805 | Cleaning door |  | 5340-22-125-7754 | 1 | 511.10 | 68.20 | 58.70 | 10 | 459.70 | 61.50 | 52.80 |  |  |  |  | 230 | 210 | 85 | 260 |  | 73229000
063812 | Panel filter, G4, Macrofalt, DanX 3/6 AF |  |  | 1 | 852.60 | 114.10 | 97.90 | 10 | 767.30 | 102.70 | 88.10 |  |  |  |  | 600 | 300 | 50 | 2000 | Panel filter 48 mm | 56031110 | DE
063813 | Macrofalt panel filter, G4, Macrofalt, DanX 3/6 AF |  |  | 1 | 1266.30 | 169.50 | 145.40 | 10 | 1139.70 | 152.60 | 130.80 |  |  |  |  | 600 | 500 | 50 | 13731 | Panel filter 48 mm | 56031110 | DE
063815 | Panel filter, G4 - 592 x 892 x 48 mm - Macrofalt |  |  | 1 | 1306.20 | 174.90 | 150.00 | 10 | 1175.60 | 157.40 | 135.00 |  |  |  |  | 592 | 892 | 48 | 2000 | Panel filter 48 mm | 56031110 | DE
063816 | Panel filter, G4 - 490 x 892 x 48 mm - Macrofalt |  |  | 1 | 1266.50 | 169.50 | 145.40 | 10 | 1139.80 | 152.60 | 130.90 |  |  |  |  | 490 | 592 | 48 | 800 |  | 56031110 | DE
063817 | Panel filter, G4 - 287 x 892 x 48 mm - Macrofalt |  |  | 1 | 1268.40 | 169.80 | 145.60 | 10 | 1141.60 | 152.80 | 131.10 |  |  |  |  | 300 | 900 | 100 | 1000 | Panel filter 48 mm. | 56031110 | DE
063863 | Sensor, duct sensor TG-K330 | 066622 |  | 1 | 646.00 | 86.50 | 74.20 | 10 | 581.40 | 77.80 | 66.80 |  |  |  |  | 230 | 140 | 15 | 70 |  | 90321080 | DK
063864 | Sensor, tube sensor TG-A130 (frost protection) | 066619 |  | 1 | 617.20 | 82.60 | 70.90 | 10 | 555.50 | 74.40 | 63.80 |  |  |  |  | 150 | 150 | 10 | 90 |  | 90321080 | DK
064000 | Carrying handle | 043287 | 5340-22-611-5821 | 1 | 537.20 | 71.90 | 61.50 | 10 | 483.30 | 64.60 | 55.60 |  |  |  |  | 150 | 105 | 70 | 80 |  | 84159000 | DK
064001 | Wall fittings for thermostat | 064001 | 5340-22-625-4199 | 1 | 566.10 | 75.80 | 65.10 | 10 | 509.40 | 68.20 | 58.70 |  |  |  |  | 150 | 105 | 70 | 70 |  | 84159000 | DK
064263 | Protection frame |  | 4130-22-620-1718 | 1 | 3891.40 | 520.90 | 446.80 | 10 | 3502.10 | 468.60 | 401.90 |  |  |  |  | 1300 | 700 | 400 | 11000 |  | 84159000 | DK
064264-1 | Side plate, exhaust | 900505 |  | 1 | 4491.10 | 601.20 | 515.50 | 10 | 4042.20 | 541.10 | 464.20 |  |  |  |  | 1100 | 750 | 100 | 5000 |  | 84159000 | DK
064264-2 | Side plate, exhaust | 900505 |  | 1 | 4491.10 | 601.20 | 515.50 | 10 | 4042.20 | 541.10 | 464.20 |  |  |  |  | 1100 | 750 | 100 | 5000 |  | 84159000 | DK
064264-3 | Side plate, exhaust | 900505 |  | 1 | 4491.10 | 601.20 | 515.50 | 10 | 4042.20 | 541.10 | 464.20 |  |  |  |  | 1100 | 750 | 100 | 5000 |  | 84159000 | DK
064264-4 | Side plate, exhaust | 900505 |  | 1 | 4491.10 | 601.20 | 515.50 | 10 | 4042.20 | 541.10 | 464.20 |  |  |  |  | 1100 | 750 | 100 | 5000 |  | 84159000 | DK
064265-1 | Inspection plate, panel filter |  |  | 1 | 1554.30 | 208.10 | 178.40 | 10 | 1398.70 | 187.30 | 160.60 |  |  |  |  | 680 | 260 | 165 | 650 |  | 84159000 | DK
064265-2 | Inspection plate, panel filter |  |  | 1 | 1554.30 | 208.10 | 178.40 | 10 | 1398.70 | 187.30 | 160.60 |  |  |  |  | 680 | 260 | 165 | 650 |  | 84159000 | DK
064265-3 | Inspection plate, panel filter |  |  | 1 | 1554.30 | 208.10 | 178.40 | 10 | 1398.70 | 187.30 | 160.60 |  |  |  |  | 680 | 260 | 165 | 650 |  | 84159000 | DK
064265-4 | Inspection plate, panel filter |  |  | 1 | 1554.30 | 208.10 | 178.40 | 10 | 1398.70 | 187.30 | 160.60 |  |  |  |  | 680 | 260 | 165 | 650 |  | 84159000 | DK
064266-1 | Fresh air intake, 2 set |  |  | 1 | 974.10 | 130.60 | 111.80 | 10 | 876.90 | 117.40 | 100.80 |  |  |  |  | 300 | 300 | 200 | 530 |  | 84159000 | DK
064266-2 | Fresh air intake, 2 set |  |  | 1 | 974.10 | 130.60 | 111.80 | 10 | 876.90 | 117.40 | 100.80 |  |  |  |  | 300 | 300 | 200 | 530 |  | 84159000 | DK
064266-3 | Fresh air intake, 2 set |  |  | 1 | 974.10 | 130.60 | 111.80 | 10 | 876.90 | 117.40 | 100.80 |  |  |  |  | 300 | 300 | 200 | 530 |  | 84159000 | DK
064266-4 | Fresh air intake, 2 set |  |  | 1 | 974.10 | 130.60 | 111.80 | 10 | 876.90 | 117.40 | 100.80 |  |  |  |  | 300 | 300 | 200 | 530 |  | 84159000 | DK
064267-1 | End plate, intake |  |  | 1 | 3388.90 | 453.80 | 389.20 | 10 | 3050.00 | 408.30 | 350.20 |  |  |  |  | 850 | 690 | 410 | 3730 |  | 84159000 | DK
064267-2 | End plate, intake |  |  | 1 | 3388.90 | 453.80 | 389.20 | 10 | 3050.00 | 408.30 | 350.20 |  |  |  |  | 850 | 690 | 410 | 3730 |  | 84159000 | DK
064267-3 | End plate, intake |  |  | 1 | 3388.90 | 453.80 | 389.20 | 10 | 3050.00 | 408.30 | 350.20 |  |  |  |  | 850 | 690 | 410 | 3730 |  | 84159000 | DK
064267-4 | End plate, intake |  |  | 1 | 3388.90 | 453.80 | 389.20 | 10 | 3050.00 | 408.30 | 350.20 |  |  |  |  | 850 | 690 | 410 | 3730 |  | 84159000 | DK
064268-1 | Plate w/hose lock system |  |  | 1 | 1697.70 | 227.10 | 194.90 | 10 | 1528.10 | 204.70 | 175.60 |  |  |  |  | 740 | 620 | 165 | 2060 |  | 84159000 | DK
064268-2 | Plate w/hose lock system |  |  | 1 | 1697.70 | 227.10 | 194.90 | 10 | 1528.10 | 204.70 | 175.60 |  |  |  |  | 740 | 620 | 165 | 2060 |  | 84159000 | DK
064268-3 | Plate w/hose lock system |  |  | 1 | 1697.70 | 227.10 | 194.90 | 10 | 1528.10 | 204.70 | 175.60 |  |  |  |  | 740 | 620 | 165 | 2060 |  | 84159000 | DK
064274-2 | Cable gland, set |  |  | 1 | 335.30 | 44.90 | 38.80 | 10 | 301.90 | 40.80 | 34.80 |  |  |  |  | 0 | 0 | 0 | 70 |  | 84159000 | DK
064275 | Service valve, 2 pcs. |  | 4820-22-620-1693 | 1 | 418.10 | 56.00 | 48.00 | 10 | 376.30 | 50.40 | 43.20 |  |  |  |  | 195 | 110 | 95 | 390 |  | 84159000 | DK
064278-10 | Condenser side plate |  |  | 1 | 1740.60 | 233.10 | 199.90 | 10 | 1566.60 | 209.80 | 180.00 |  |  |  |  | 1100 | 700 | 300 | 2810 |  | 84159000 | DK
064278-11 | Condenser side plate |  |  | 1 | 1740.60 | 233.10 | 199.90 | 10 | 1566.60 | 209.80 | 180.00 |  |  |  |  | 1100 | 700 | 300 | 2810 |  | 84159000 | DK
064278-6 | Condenser side plate |  |  | 1 | 1740.60 | 233.10 | 199.90 | 10 | 1566.60 | 209.80 | 180.00 |  |  |  |  | 1100 | 700 | 300 | 2810 |  | 84159000 | DK
064278-7 | Condenser side plate |  |  | 1 | 1740.60 | 233.10 | 199.90 | 10 | 1566.60 | 209.80 | 180.00 |  |  |  |  | 1100 | 700 | 300 | 2810 |  | 84159000 | DK
064278-8 | Condenser side plate |  |  | 1 | 1740.60 | 233.10 | 199.90 | 10 | 1566.60 | 209.80 | 180.00 |  |  |  |  | 1100 | 700 | 300 | 2810 |  | 84159000 | DK
064278-9 | Condenser side plate |  |  | 1 | 1740.60 | 233.10 | 199.90 | 10 | 1566.60 | 209.80 | 180.00 |  |  |  |  | 1100 | 700 | 300 | 2810 |  | 84159000 | DK
064280 | Split-pin with wire, 2 pcs. |  | 5340-22-620-1700 | 1 | 450.40 | 60.40 | 51.70 | 10 | 363.70 | 48.90 | 41.80 |  |  |  |  | 225 | 135 | 30 | 160 |  | 84159000 | DK
064284-1 | Condenser end plate, complete |  |  | 1 | 1473.70 | 197.40 | 169.30 | 10 | 1326.50 | 177.40 | 152.50 |  |  |  |  | 850 | 690 | 410 | 2700 |  | 84159000 | DK
064284-2 | Condenser end plate, complete |  |  | 1 | 1473.70 | 197.40 | 169.30 | 10 | 1326.50 | 177.40 | 152.50 |  |  |  |  | 850 | 690 | 410 | 2700 |  | 84159000 | DK
064284-3 | Condenser end plate, complete |  |  | 1 | 1473.70 | 197.40 | 169.30 | 10 | 1326.50 | 177.40 | 152.50 |  |  |  |  | 850 | 690 | 410 | 2700 |  | 84159000 | DK
064284-4 | Condenser end plate, complete |  |  | 1 | 1473.70 | 197.40 | 169.30 | 10 | 1326.50 | 177.40 | 152.50 |  |  |  |  | 850 | 690 | 410 | 2700 |  | 84159000 | DK
064392-1 | Cabinet for heating unit | 208750 | 5340-22-607-0837 | 1 | 3988.50 | 533.80 | 458.00 | 10 | 3589.80 | 480.50 | 412.30 |  |  |  |  | 850 | 650 | 335 | 13500 |  | 73229000
064392-2 | Cabinet for heating unit | 208750 | 5340-22-607-0837 | 1 | 3988.50 | 533.80 | 458.00 | 10 | 3589.80 | 480.50 | 412.30 |  |  |  |  | 850 | 650 | 335 | 13500 |  | 73229000
064392-3 | Cabinet for heating unit | 208750 | 5340-22-607-0837 | 1 | 3988.50 | 533.80 | 458.00 | 10 | 3589.80 | 480.50 | 412.30 |  |  |  |  | 850 | 650 | 335 | 13500 |  | 73229000
064392-4 | Cabinet for heating unit | 208750 | 5340-22-607-0837 | 1 | 3988.50 | 533.80 | 458.00 | 10 | 3589.80 | 480.50 | 412.30 |  |  |  |  | 850 | 650 | 335 | 13500 |  | 73229000
064392-5 | Cabinet for heating unit | 208750 | 5340-22-607-0837 | 1 | 3988.50 | 533.80 | 458.00 | 10 | 3589.80 | 480.50 | 412.30 |  |  |  |  | 850 | 650 | 335 | 13500 |  | 73229000
064415-1 | Bracket lock pin 2 pcs. |  |  | 1 | 824.20 | 110.30 | 94.60 | 10 | 741.60 | 99.40 | 85.10 |  |  |  |  | 195 | 110 | 95 | 170 |  | 84159000 | DK
064415-2 | Bracket lock pin 2 pcs. |  |  | 1 | 824.20 | 110.30 | 94.60 | 10 | 741.60 | 99.40 | 85.10 |  |  |  |  | 195 | 110 | 95 | 170 |  | 84159000 | DK
064415-3 | Bracket lock pin 2 pcs. |  |  | 1 | 824.20 | 110.30 | 94.60 | 10 | 741.60 | 99.40 | 85.10 |  |  |  |  | 195 | 110 | 95 | 170 |  | 84159000 | DK
064415-4 | Bracket lock pin 2 pcs. |  |  | 1 | 824.20 | 110.30 | 94.60 | 10 | 741.60 | 99.40 | 85.10 |  |  |  |  | 195 | 110 | 95 | 170 |  | 84159000 | DK
064415-5 | Bracket lock pin 2 pcs. |  |  | 1 | 824.20 | 110.30 | 94.60 | 10 | 741.60 | 99.40 | 85.10 |  |  |  |  | 195 | 110 | 95 | 170 |  | 84159000 | DK
064415-6 | Bracket lock pin 2 pcs. |  |  | 1 | 824.20 | 110.30 | 94.60 | 10 | 741.60 | 99.40 | 85.10 |  |  |  |  | 195 | 110 | 95 | 170 |  | 84159000 | DK
064434-1 | Wheel case |  |  | 1 | 3266.80 | 437.50 | 375.10 | 10 | 2940.30 | 393.60 | 337.80 |  |  |  |  | 775 | 790 | 150 | 1000 |  | 84159000 | DK
064434-2 | Wheel case |  |  | 1 | 3266.80 | 437.50 | 375.10 | 10 | 2940.30 | 393.60 | 337.80 |  |  |  |  | 775 | 790 | 150 | 1000 |  | 84159000 | DK
064434-3 | Wheel case |  |  | 1 | 3266.80 | 437.50 | 375.10 | 10 | 2940.30 | 393.60 | 337.80 |  |  |  |  | 775 | 790 | 150 | 1000 |  | 84159000 | DK
064434-4 | Wheel case |  |  | 1 | 3266.80 | 437.50 | 375.10 | 10 | 2940.30 | 393.60 | 337.80 |  |  |  |  | 775 | 790 | 150 | 1000 |  | 84159000 | DK
064434-5 | Wheel case |  |  | 1 | 3266.80 | 437.50 | 375.10 | 10 | 2940.30 | 393.60 | 337.80 |  |  |  |  | 775 | 790 | 150 | 1000 |  | 84159000 | DK
064434-6 | Wheel case |  |  | 1 | 3266.80 | 437.50 | 375.10 | 10 | 2940.30 | 393.60 | 337.80 |  |  |  |  | 775 | 790 | 150 | 1000 |  | 84159000 | DK
064434-7 | Wheel case |  |  | 1 | 3266.80 | 437.50 | 375.10 | 10 | 2940.30 | 393.60 | 337.80 |  |  |  |  | 775 | 790 | 150 | 1000 |  | 84159000 | DK
064491 | Bulb | 513970 | 6240-25-135-3469 | 1 | 517.00 | 69.10 | 59.30 | 10 | 465.30 | 62.10 | 53.40 |  |  |  |  | 225 | 135 | 30 | 10 |  | 84159000
064562 | Evaporator kit |  |  | 1 | 2655.40 | 355.50 | 305.30 | 10 | 2389.90 | 319.90 | 274.80 |  |  |  |  | 480 | 480 | 170 | 1936 |  | 84159000
064587 | Grating, filter frame | 043067 | 5340-22-611-1783 | 1 | 401.50 | 53.70 | 46.40 | 10 | 361.70 | 48.60 | 41.60 |  |  |  |  | 380 | 580 | 30 | 440 |  | 84159000 | DK
064607 | Duct sensor | 033672 |  | 1 | 1007.20 | 134.80 | 115.60 | 10 | 906.50 | 121.30 | 104.00 |  |  |  |  | 235 | 235 | 115 | 542 |  | 84158200
064727-1 | Handle 2 pc. | 043015 |  | 1 | 605.70 | 81.10 | 69.40 | 10 | 545.30 | 73.00 | 62.60 |  |  |  |  | 195 | 110 | 95 | 260 |  | 84159000 | DK
064727-2 | Handle 2 pc. | 043015 |  | 1 | 605.70 | 81.10 | 69.40 | 10 | 545.30 | 73.00 | 62.60 |  |  |  |  | 195 | 110 | 95 | 260 |  | 84159000 | DK
064727-3 | Handle 2 pc. | 043015 |  | 1 | 605.70 | 81.10 | 69.40 | 10 | 545.30 | 73.00 | 62.60 |  |  |  |  | 195 | 110 | 95 | 260 |  | 84159000 | DK
064727-4 | Handle 2 pc. | 043015 |  | 1 | 605.70 | 81.10 | 69.40 | 10 | 545.30 | 73.00 | 62.60 |  |  |  |  | 195 | 110 | 95 | 260 |  | 84159000 | DK
064727-5 | Handle 2 pc. | 043015 |  | 1 | 605.70 | 81.10 | 69.40 | 10 | 545.30 | 73.00 | 62.60 |  |  |  |  | 195 | 110 | 95 | 260 |  | 84159000 | DK
064727-6 | Handle 2 pc. | 043015 |  | 1 | 605.70 | 81.10 | 69.40 | 10 | 545.30 | 73.00 | 62.60 |  |  |  |  | 195 | 110 | 95 | 260 |  | 84159000 | DK
064773-2 | PCB/controller |  |  | 1 | 1113.40 | 148.90 | 127.80 | 10 | 1002.10 | 134.30 | 115.00 |  |  |  |  | 195 | 110 | 95 | 210 |  | 84159000
064867 | Thermo valve, TMX |  |  | 1 | 2404.30 | 322.00 | 276.10 | 10 | 2163.90 | 289.80 | 248.50 |  |  |  |  | 250 | 175 | 100 | 660 |  | 84159000
064961 | Electronic transformer, AC for 24 V AC |  |  | 1 | 980.40 | 131.20 | 112.60 | 10 | 882.40 | 118.10 | 101.30 |  |  |  |  | 100 | 100 | 50 | 500 |  | 85043180 | DK
065052 | Finger screw, M6/15 | 036847 |  | 1 | 9.70 | 1.30 | 1.10 | 10 | 8.70 | 1.20 | 1.00 |  |  |  |  | 0 | 0 | 0 | 110 |  | 66039010 | DK
065224-1 | C-profile, outer | 043054 |  | 1 | 1008.10 | 134.80 | 115.60 | 10 | 907.30 | 121.60 | 104.20 |  |  |  |  | 700 | 50 | 60 | 60 |  | 84159000 | DK
065224-2 | C-profile, outer | 043054 |  | 1 | 1008.10 | 134.80 | 115.60 | 10 | 907.30 | 121.60 | 104.20 |  |  |  |  | 700 | 50 | 60 | 60 |  | 84159000 | DK
065224-3 | C-profile, outer | 043054 |  | 1 | 1008.10 | 134.80 | 115.60 | 10 | 907.30 | 121.60 | 104.20 |  |  |  |  | 700 | 50 | 60 | 60 |  | 84159000 | DK
065224-4 | C-profile, outer | 043054 |  | 1 | 1008.10 | 134.80 | 115.60 | 10 | 907.30 | 121.60 | 104.20 |  |  |  |  | 700 | 50 | 60 | 60 |  | 84159000 | DK
065224-5 | C-profile, outer | 043054 |  | 1 | 1008.10 | 134.80 | 115.60 | 10 | 907.30 | 121.60 | 104.20 |  |  |  |  | 700 | 50 | 60 | 60 |  | 84159000 | DK
065224-6 | C-profile, outer | 043054 |  | 1 | 1008.10 | 134.80 | 115.60 | 10 | 907.30 | 121.60 | 104.20 |  |  |  |  | 700 | 50 | 60 | 60 |  | 84159000 | DK
065265 | Post Rail | 043013 | 5340-22-625-4101 | 1 | 674.80 | 90.40 | 77.50 | 10 | 607.40 | 81.40 | 69.70 |  |  |  |  | 530 | 100 | 70 | 280 |  | 84159000 | DK
065397 | Spring lock washer, M20, ø21 x 27 x 0.3mm, wave | 036731 |  | 1 | 7.50 | 1.20 | 1.00 | 10 | 6.80 | 1.10 | 0.90 |  |  |  |  | 0 | 0 | 0 | 46 |  | 73182100 | DK
065398 | Distance bushing, felt washer ø20/31 x 3.5mm | 036731,481376 |  | 1 | 50.90 | 7.00 | 5.80 | 10 | 45.80 | 6.30 | 5.20 |  |  |  |  | 0 | 0 | 0 | 10 |  | 39269097 | DK
065517-1 | Plate, hose connection, ø315 mm | 044070 |  | 1 | 758.20 | 101.40 | 87.40 | 10 | 682.30 | 91.30 | 78.30 |  |  |  |  | 650 | 385 | 35 | 2300 |  | 84159000 | DK
065517-2 | Plate, hose connection, ø315 mm | 044070 |  | 1 | 758.20 | 101.40 | 87.40 | 10 | 682.30 | 91.30 | 78.30 |  |  |  |  | 650 | 385 | 35 | 2300 |  | 84159000 | DK
065517-3 | Plate, hose connection, ø315 mm | 044070 |  | 1 | 758.20 | 101.40 | 87.40 | 10 | 682.30 | 91.30 | 78.30 |  |  |  |  | 650 | 385 | 35 | 2300 |  | 84159000 | DK
065517-4 | Plate, hose connection, ø315 mm | 044070 |  | 1 | 758.20 | 101.40 | 87.40 | 10 | 682.30 | 91.30 | 78.30 |  |  |  |  | 650 | 385 | 35 | 2300 |  | 84159000 | DK
065517-5 | Plate, hose connection, ø315 mm | 044070 |  | 1 | 758.20 | 101.40 | 87.40 | 10 | 682.30 | 91.30 | 78.30 |  |  |  |  | 650 | 385 | 35 | 2300 |  | 84159000 | DK
065552 | Isolation, edge, 400 x 30 | 065552,076860 |  | 1 | 460.00 | 61.50 | 52.80 | 10 | 414.20 | 55.60 | 47.70 |  |  |  |  | 410 | 135 | 25 | 10 |  | 73229000
065566 | Sensor, duct sensor TG-K300 | 066617 |  | 1 | 637.50 | 85.30 | 73.20 | 10 | 573.80 | 76.80 | 65.90 |  |  |  |  | 230 | 140 | 15 | 70 |  | 84159000 | DK
065622 | Toroidal Transformer |  | 6120-22-621-7558 | 1 | 2774.90 | 371.50 | 318.60 | 10 | 2497.40 | 334.30 | 286.70 |  |  |  |  | 230 | 230 | 110 | 2000 |  | 84159000
065627-2 | Cover, controller |  |  | 1 | 1566.00 | 209.20 | 179.20 | 10 | 1409.30 | 188.40 | 160.90 |  |  |  |  | 600 | 500 | 300 | 1400 |  | 84159000 | DK
065633 | Heating element, 2200 W |  | 4520-22-621-7572 | 1 | 1496.10 | 200.30 | 171.80 | 10 | 1346.50 | 180.30 | 154.60 |  |  |  |  | 0 | 0 | 0 | 1000 |  | 84159000
065634 | Cable harness |  | 6450-22-621-7774 | 1 | 4615.20 | 617.20 | 529.00 | 10 | 4153.60 | 555.70 | 476.00 |  |  |  |  | 220 | 320 | 100 | 1020 |  | 84159000
065635 | Power supply cable w/plugs, 5.5 m |  | 6150-22-621-7775 | 1 | 7574.40 | 1014.00 | 869.60 | 10 | 6817.00 | 912.60 | 782.70 |  |  |  |  | 750 | 750 | 400 | 16200 |  | 84159000
065638 | Condenser Fan | 045876 | 4140-22-621-7581 | 1 | 7170.50 | 959.90 | 823.20 | 10 | 6453.40 | 863.90 | 740.90 |  |  |  |  | 600 | 600 | 400 | 18600 |  | 84159000
065639 | Compressor |  | 4130-22-621-7582 | 1 | 13573.60 | 1817.10 | 1557.90 | 10 | 12216.30 | 1635.40 | 1402.00 |  |  |  |  | 500 | 500 | 500 | 41500 |  | 84159000
065670 | Connector w / 4 pcs. crimp | 524260 | 5935-22-608-7683 | 1 | 365.90 | 49.20 | 42.10 | 10 | 329.40 | 44.10 | 38.20 |  |  |  |  | 225 | 135 | 30 | 10 |  | 84159000
065758 | Distance bushing, ø10/8.2 x 26mm, stainless steel | 036895,074558 |  | 1 | 32.80 | 4.30 | 3.80 | 10 | 29.50 | 3.90 | 3.40 |  |  |  |  | 0 | 0 | 0 | 6 |  | 84149000 | DK
066261 | Cross flow heat-exhanger, Heatex H2E0850/5.0/Epoxy 850x850x1470 |  |  | 1 | 27359.70 | 3662.80 | 3141.40 | 10 | 24623.70 | 3296.50 | 2827.30 |  |  |  |  | 1470 | 1202 | 850 | 117000 |  | 84195020 | DK
066281 | Box, softstarter |  |  | 1 | 937.00 | 125.50 | 107.00 | 10 | 843.50 | 113.20 | 96.30 |  |  |  |  | 270 | 270 | 140 | 1065 |  | 84159000
066282-1 | Bracket, fan |  |  | 1 | 781.10 | 104.70 | 89.50 | 10 | 703.10 | 94.10 | 80.60 |  |  |  |  | 190 | 100 | 70 | 167 |  | 84159000 | DK
066334 | Multifunction timer 24VDC, 24-240VAC 50-60Hz |  | 6645-22-621-7694 | 1 | 590.80 | 79.10 | 67.80 | 10 | 531.70 | 71.20 | 61.00 |  |  |  |  | 0 | 0 | 0 | 150 |  | 84159000
066518-1 | Cover, burner | 078220 |  | 1 | 939.30 | 125.80 | 107.80 | 10 | 845.50 | 113.50 | 97.10 |  |  |  |  | 590 | 265 | 60 | 1170 |  | 84159000
066518-2 | Cover, burner | 078220 |  | 1 | 939.30 | 125.80 | 107.80 | 10 | 845.50 | 113.50 | 97.10 |  |  |  |  | 590 | 265 | 60 | 1170 |  | 84159000
066518-3 | Cover, burner | 078220 |  | 1 | 939.30 | 125.80 | 107.80 | 10 | 845.50 | 113.50 | 97.10 |  |  |  |  | 590 | 265 | 60 | 1170 |  | 84159000
066518-4 | Cover, burner | 078220 |  | 1 | 939.30 | 125.80 | 107.80 | 10 | 845.50 | 113.50 | 97.10 |  |  |  |  | 590 | 265 | 60 | 1170 |  | 84159000
066518-5 | Cover, burner | 078220 |  | 1 | 939.30 | 125.80 | 107.80 | 10 | 845.50 | 113.50 | 97.10 |  |  |  |  | 590 | 265 | 60 | 1170 |  | 84159000
066558-10 | Hatch for controller AC-M18 w. manual |  |  | 1 | 1520.00 | 204.60 | 175.50 | 10 | 1368.00 | 184.10 | 158.00 |  |  |  |  | 580 | 385 | 11 | 1290 |  | 84159000 | DK
066558-6 | Hatch for controller AC-M18 w. manual |  |  | 1 | 1520.00 | 204.60 | 175.50 | 10 | 1368.00 | 184.10 | 158.00 |  |  |  |  | 580 | 385 | 11 | 1290 |  | 84159000 | DK
066558-7 | Hatch for controller AC-M18 w. manual |  |  | 1 | 1520.00 | 204.60 | 175.50 | 10 | 1368.00 | 184.10 | 158.00 |  |  |  |  | 580 | 385 | 11 | 1290 |  | 84159000 | DK
066558-8 | Hatch for controller AC-M18 w. manual |  |  | 1 | 1520.00 | 204.60 | 175.50 | 10 | 1368.00 | 184.10 | 158.00 |  |  |  |  | 580 | 385 | 11 | 1290 |  | 84159000 | DK
066558-9 | Hatch for controller AC-M18 w. manual |  |  | 1 | 1520.00 | 204.60 | 175.50 | 10 | 1368.00 | 184.10 | 158.00 |  |  |  |  | 580 | 385 | 11 | 1290 |  | 84159000 | DK
066559-1 | End plate, controller side |  |  | 1 | 2773.00 | 371.20 | 318.40 | 10 | 2495.80 | 333.80 | 286.70 |  |  |  |  | 850 | 690 | 410 | 2020 |  | 84159000 | DK
066559-2 | End plate, controller side |  |  | 1 | 2773.00 | 371.20 | 318.40 | 10 | 2495.80 | 333.80 | 286.70 |  |  |  |  | 850 | 690 | 410 | 2020 |  | 84159000 | DK
066559-3 | End plate, controller side |  |  | 1 | 2773.00 | 371.20 | 318.40 | 10 | 2495.80 | 333.80 | 286.70 |  |  |  |  | 850 | 690 | 410 | 2020 |  | 84159000 | DK
066559-4 | End plate, controller side |  |  | 1 | 2773.00 | 371.20 | 318.40 | 10 | 2495.80 | 333.80 | 286.70 |  |  |  |  | 850 | 690 | 410 | 2020 |  | 84159000 | DK
066560-1 | Side plade, evaporator |  |  | 1 | 1455.40 | 194.90 | 167.10 | 10 | 1310.00 | 175.60 | 150.50 |  |  |  |  | 0 | 0 | 0 | 3012 |  | 84159000 | DK
066560-2 | Side plade, evaporator |  |  | 1 | 1455.40 | 194.90 | 167.10 | 10 | 1310.00 | 175.60 | 150.50 |  |  |  |  | 0 | 0 | 0 | 3012 |  | 84159000 | DK
066560-3 | Side plade, evaporator |  |  | 1 | 1455.40 | 194.90 | 167.10 | 10 | 1310.00 | 175.60 | 150.50 |  |  |  |  | 0 | 0 | 0 | 3012 |  | 84159000 | DK
066560-4 | Side plade, evaporator |  |  | 1 | 1455.40 | 194.90 | 167.10 | 10 | 1310.00 | 175.60 | 150.50 |  |  |  |  | 0 | 0 | 0 | 3012 |  | 84159000 | DK
066590-1 | Bottom cpl. | 028015 |  | 1 | 2242.80 | 300.10 | 257.50 | 10 | 2018.40 | 270.40 | 231.70 |  |  |  |  | 1250 | 853 | 212 | 7500 |  | 73229000
066590-2 | Bottom cpl. | 028015 |  | 1 | 2242.80 | 300.10 | 257.50 | 10 | 2018.40 | 270.40 | 231.70 |  |  |  |  | 1250 | 853 | 212 | 7500 |  | 73229000
066590-3 | Bottom cpl. | 028015 |  | 1 | 2242.80 | 300.10 | 257.50 | 10 | 2018.40 | 270.40 | 231.70 |  |  |  |  | 1250 | 853 | 212 | 7500 |  | 73229000
066591-1 | Filter frame | 043068 |  | 1 | 560.30 | 75.00 | 64.30 | 10 | 504.30 | 67.50 | 57.90 |  |  |  |  | 380 | 600 | 40 | 780 |  | 73229000
066591-2 | Filter frame | 043068 |  | 1 | 971.30 | 130.00 | 111.50 | 10 | 874.20 | 117.00 | 100.40 |  |  |  |  | 380 | 600 | 40 | 780 |  | 73229000
066591-3 | Filter frame | 043068 |  | 1 | 971.30 | 130.00 | 111.50 | 10 | 874.10 | 116.80 | 100.60 |  |  |  |  | 380 | 600 | 40 | 780 |  | 73229000
066591-4 | Filter frame | 043068 |  | 1 | 971.30 | 130.00 | 111.50 | 10 | 874.10 | 116.80 | 100.60 |  |  |  |  | 380 | 600 | 40 | 780 |  | 73229000
066591-5 | Filter frame | 043068 |  | 1 | 971.30 | 130.00 | 111.50 | 10 | 874.10 | 116.80 | 100.60 |  |  |  |  | 380 | 600 | 40 | 780 |  | 73229000
066591-6 | Filter frame | 043068 |  | 1 | 971.30 | 130.00 | 111.50 | 10 | 874.10 | 116.80 | 100.60 |  |  |  |  | 380 | 600 | 40 | 780 |  | 73229000
066668 | Heating 2kW Complete | 011052 | 4520-22-625-5478 | 1 | 826.70 | 110.70 | 95.00 | 10 | 744.10 | 99.70 | 85.40 |  |  |  |  | 465 | 270 | 85 | 350 |  | 84159000
066746 | Damper 310 x 470 | 071028 |  | 1 | 2105.50 | 281.90 | 241.70 | 10 | 1895.00 | 253.70 | 217.50 |  |  |  |  | 530 | 340 | 340 | 1404 |  | 84159000 | DK
066751-1 | Filter support, evaporator |  |  | 1 | 1095.60 | 146.80 | 125.80 | 10 | 986.10 | 132.30 | 113.50 |  |  |  |  | 780 | 535 | 30 | 550 |  | 84159000 | DK
066751-2 | Filter support, evaporator |  |  | 1 | 1095.60 | 146.80 | 125.80 | 10 | 986.10 | 132.30 | 113.50 |  |  |  |  | 780 | 535 | 30 | 550 |  | 84159000 | DK
066751-3 | Filter support, evaporator |  |  | 1 | 1095.60 | 146.80 | 125.80 | 10 | 986.10 | 132.30 | 113.50 |  |  |  |  | 780 | 535 | 30 | 550 |  | 84159000 | DK
066751-4 | Filter support, evaporator |  |  | 1 | 1095.60 | 146.80 | 125.80 | 10 | 986.10 | 132.30 | 113.50 |  |  |  |  | 780 | 535 | 30 | 550 |  | 84159000 | DK
066751-5 | Filter support, evaporator |  |  | 1 | 1095.60 | 146.80 | 125.80 | 10 | 986.10 | 132.30 | 113.50 |  |  |  |  | 780 | 535 | 30 | 550 |  | 84159000 | DK
066751-6 | Filter support, evaporator |  |  | 1 | 1095.60 | 146.80 | 125.80 | 10 | 986.10 | 132.30 | 113.50 |  |  |  |  | 780 | 535 | 30 | 550 |  | 84159000 | DK
066786 | Electric motor, for rotary heat exchanger HRV 501 | 070851 |  | 1 | 5272.10 | 705.90 | 605.50 | 10 | 4744.90 | 635.30 | 545.00 |  |  |  |  | 145 | 90 | 120 | 1100 |  | 85011093 | DK
066794 | Radial fan, ø250mm, without housing, 750 W, 1 x 230 V AC, 50 Hz, K3G250AV29B8 | 071034 |  | 1 | 6552.60 | 877.20 | 752.30 | 10 | 5897.40 | 789.50 | 677.10 |  |  |  |  | 330 | 330 | 270 | 9300 |  | 84145935 | DE
066812 | Evaporator coil, 400 x 585 x 44 | 071043 |  | 1 | 3260.50 | 436.70 | 374.60 | 10 | 2934.50 | 393.00 | 337.10 |  |  |  |  | 600 | 400 | 600 | 4000 |  | 84189910 | DK
066813 | Condenser, 400 x 565 x 65 | 071044 |  | 1 | 3893.70 | 521.30 | 447.30 | 10 | 3504.30 | 469.20 | 402.60 |  |  |  |  | 600 | 400 | 800 | 12000 |  | 84189910 | DK
066814 | Water heating coil, 2RR, 400 x 565 x 44 |  |  | 1 | 3340.70 | 447.20 | 383.50 | 10 | 3006.60 | 402.50 | 345.20 |  |  |  |  | 400 | 570 | 50 | 4700 |  | 84195020 | DK
066819 | condenser fan | 066819 | 4140-22-615-5385 | 1 | 1909.10 | 255.60 | 219.20 | 10 | 1718.20 | 230.00 | 197.30 |  |  |  |  | 580 | 380 | 110 | 2950 |  | 84159000
067076 | Mode selector | 892250,067270,515151 | 5930-22-126-7210 | 1 | 942.40 | 126.20 | 108.20 | 10 | 848.20 | 113.50 | 97.40 |  |  |  |  | 150 | 105 | 70 | 100 |  | 73229000
067161 | Damper motor, spring-return actuator |  |  | 1 | 1948.80 | 260.90 | 223.70 | 10 | 1753.90 | 234.80 | 201.40 |  |  |  |  | 110 | 80 | 90 | 800 |  | 85011010 | DK
067162 | Panel filter, ePM10 70%, 675 x 375 x 48mm, with plastic frame | 071025,090296 |  | 1 | 682.20 | 91.30 | 78.30 | 10 | 614.00 | 82.20 | 70.50 |  |  |  |  | 675 | 375 | 48 | 1755 |  | 56031110 | PL
067163 | Panel filter, ePM1 55%, 675 x 375 x 48mm, with plastic frame | 090296 |  | 1 | 713.30 | 95.50 | 81.90 | 10 | 642.00 | 85.90 | 73.70 |  |  |  |  | 675 | 38 | 50 | 1910 |  | 56031110 | PL
067164 | Control board, I/O modul for MVC 80 |  |  | 1 | 2832.90 | 379.30 | 325.10 | 10 | 2549.60 | 341.40 | 292.60 |  |  |  |  | 261 | 55 | 110 | 400 |  | 85371091 | DK
067193 | Damper motor, rotary actuator with 2...10 V control voltage | 071030 |  | 1 | 1326.70 | 177.60 | 152.30 | 10 | 1194.00 | 159.80 | 137.10 |  |  |  |  | 158 | 56 | 28 | 220 |  | 85011010 | DK
067197 | Alarm and monitoring, differential pressure switch with on/off | 840020,095777,513703 |  | 1 | 286.70 | 38.40 | 32.90 | 10 | 258.00 | 34.50 | 29.60 |  |  |  |  | 65 | 65 | 58 | 140 |  | 85389091 | DK
067202 | Oilheater cpl. type 300w, 220v, 50 Hz | 502400 | 4530-22-125-7312 | 1 | 5024.30 | 672.60 | 576.80 | 10 | 4522.00 | 605.40 | 519.50 |  |  |  |  | 280 | 280 | 195 | 1360 |  | 84159000
067250 | Panel filter, G3/G4 | 068619 | 4130-22-623-3186 | 1 | 848.50 | 113.50 | 97.80 | 10 | 763.80 | 102.20 | 87.90 |  |  |  |  | 540 | 510 | 45 | 345 |  | 56031110 | PL
067259 | Removable terminal plugs MVC-80-TPU for controller |  |  | 1 | 553.60 | 74.10 | 63.60 | 10 | 498.20 | 66.70 | 57.20 |  |  |  |  | 50 | 50 | 50 | 5 |  | 39269097 | DK
067260 | Front door mounting frame MVC-80-AC2, 10 pcs. = 1 bag |  |  | 1 | 99.60 | 13.30 | 11.40 | 10 | 89.60 | 12.00 | 10.30 |  |  |  |  | 200 | 100 | 20 | 100 |  | 39269097 | DK
067320 | Damper motor, on-off rotary motor | 071032 |  | 1 | 1063.50 | 142.40 | 122.10 | 10 | 957.10 | 128.10 | 109.90 |  |  |  |  | 158 | 56 | 28 | 220 |  | 85011010 | DK
067335 | Bag filter, M6 (F6) |  |  | 1 | 492.30 | 65.90 | 56.50 | 10 | 393.80 | 52.70 | 45.20 | 50 | 320.00 | 42.80 | 36.70 | 480 | 390 | 150 | 770 |  | 56031310 | PL
067359 | Screw clamp 8-16mm, stainless |  | 4730-22-636-1749 | 1 | 25.00 | 3.30 | 2.80 | 10 | 22.50 | 3.00 | 2.50 |  |  |  |  | 30 | 30 | 30 | 12 |  | 73269098 | DK
067738 | Fan, 225mm, 48 V DC |  |  | 1 | 1848.20 | 247.40 | 212.20 | 10 | 1663.40 | 222.70 | 191.00 |  |  |  |  | 0 | 0 | 0 | 2500 |  | 84159000 | DK
067739 | Fan, 310mm, 48 V DC |  |  | 1 | 2317.20 | 310.20 | 266.00 | 10 | 2085.50 | 279.20 | 239.40 |  |  |  |  | 360 | 360 | 370 | 2880 |  | 84159000 | DK
067741 | Control board |  |  | 1 | 1556.60 | 208.50 | 178.90 | 10 | 1400.90 | 187.70 | 161.00 |  |  |  |  | 222 | 162 | 92 | 200 |  | 84159000 | DK
067874 | Power supply cable | 087169 |  | 1 | 125.30 | 17.00 | 14.60 | 10 | 112.80 | 15.30 | 13.10 |  |  |  |  | 150 | 90 | 50 | 238 |  | 84159000 | CN
067883 | Water heating coil, 3 Rr, 400 x 565 x 65 | 067112 |  | 1 | 3532.50 | 472.90 | 405.60 | 10 | 3179.30 | 425.60 | 365.00 |  |  |  |  | 735 | 500 | 65 | 4950 |  | 84195020 | DK
067907 | Sensor, temperature sensor kit HCV | 062047 |  | 1 | 273.90 | 36.70 | 31.40 | 10 | 246.50 | 33.00 | 28.30 |  |  |  |  | 130 | 130 | 20 | 70 |  | 85444290 | CN
067908 | Sensor, humidity sensor 1.15m | 070767 |  | 1 | 730.30 | 97.80 | 83.80 | 10 | 657.20 | 88.00 | 75.50 |  |  |  |  | 0 | 0 | 0 | 150 |  | 90321080 | PL
067914 | Distance bushing, ø10/ø8.2 x 35mm, stainless steel | 293724,293737,602447 |  | 1 | 73.20 | 10.00 | 8.50 | 10 | 65.90 | 9.00 | 7.70 |  |  |  |  | 35 | 12 | 12 | 8 |  | 84149000 | DK
068001 | Modulating actuator, 0-10 V, Optima Compact (DN10-DN32) |  |  | 1 | 1363.60 | 182.70 | 156.50 | 10 | 1227.20 | 164.40 | 140.80 |  |  |  |  | 80 | 80 | 50 | 200 |  | 84818079 | DK
068058-1 | Cpl. Front for trapdoor MKII |  |  | 1 | 2548.00 | 341.20 | 292.30 | 10 | 2293.20 | 307.10 | 263.10 |  |  |  |  | 770 | 565 | 45 | 5230 |  | 84159000 | DK
068058-2 | Cpl. Front for trapdoor MKII |  |  | 1 | 2548.00 | 341.20 | 292.30 | 10 | 2293.20 | 307.10 | 263.10 |  |  |  |  | 770 | 565 | 45 | 5230 |  | 84159000 | DK
068058-3 | Cpl. Front for trapdoor MKII |  |  | 1 | 2548.00 | 341.20 | 292.30 | 10 | 2293.20 | 307.10 | 263.10 |  |  |  |  | 770 | 565 | 45 | 5230 |  | 84159000 | DK
068058-4 | Cpl. Front for trapdoor MKII |  |  | 1 | 2548.00 | 341.20 | 292.30 | 10 | 2293.20 | 307.10 | 263.10 |  |  |  |  | 770 | 565 | 45 | 5230 |  | 84159000 | DK
068058-5 | Cpl. Front for trapdoor MKII |  |  | 1 | 2548.00 | 341.20 | 292.30 | 10 | 2293.20 | 307.10 | 263.10 |  |  |  |  | 770 | 565 | 45 | 5230 |  | 84159000 | DK
068058-6 | Cpl. Front for trapdoor MKII |  |  | 1 | 2548.00 | 341.20 | 292.30 | 10 | 2293.20 | 307.10 | 263.10 |  |  |  |  | 770 | 565 | 45 | 5230 |  | 84159000 | DK
068061-1 | 1 set Horn for Trapdoor MKII |  |  | 1 | 1466.90 | 196.60 | 168.20 | 10 | 1320.20 | 176.90 | 151.40 |  |  |  |  | 730 | 150 | 100 | 4080 |  | 84159000 | DK
068061-2 | 1 set Horn for Trapdoor MKII |  |  | 1 | 1466.90 | 196.60 | 168.20 | 10 | 1320.20 | 176.90 | 151.40 |  |  |  |  | 730 | 150 | 100 | 4080 |  | 84159000 | DK
068061-3 | 1 set Horn for Trapdoor MKII |  |  | 1 | 1466.90 | 196.60 | 168.20 | 10 | 1320.20 | 176.90 | 151.40 |  |  |  |  | 730 | 150 | 100 | 4080 |  | 84159000 | DK
068061-4 | 1 set Horn for Trapdoor MKII |  |  | 1 | 1466.90 | 196.60 | 168.20 | 10 | 1320.20 | 176.90 | 151.40 |  |  |  |  | 730 | 150 | 100 | 4080 |  | 84159000 | DK
068061-5 | 1 set Horn for Trapdoor MKII |  |  | 1 | 1466.90 | 196.60 | 168.20 | 10 | 1320.20 | 176.90 | 151.40 |  |  |  |  | 730 | 150 | 100 | 4080 |  | 84159000 | DK
068061-6 | 1 set Horn for Trapdoor MKII |  |  | 1 | 1466.90 | 196.60 | 168.20 | 10 | 1320.20 | 176.90 | 151.40 |  |  |  |  | 730 | 150 | 100 | 4080 |  | 84159000 | DK
068061-8 | 1 set Horn for Trapdoor MKII |  |  | 1 | 1466.90 | 196.60 | 168.20 | 10 | 1320.20 | 176.90 | 151.40 |  |  |  |  | 730 | 150 | 100 | 4080 |  | 84159000 | DK
068063 | 2 pc. Handwheel w/ wire for trapdoor |  | 5340-22-623-1211 | 1 | 680.40 | 91.00 | 78.10 | 10 | 612.40 | 81.90 | 70.30 |  |  |  |  | 350 | 240 | 35 | 90 |  | 84159000 | DK
068065 | Split w/ wire for trapdoor MKII |  | 5340-22-623-1212 | 1 | 483.60 | 64.70 | 55.50 | 10 | 435.20 | 58.30 | 50.00 |  |  |  |  | 0 | 0 | 0 | 116 |  | 84159000 | DK
068067 | 2 pc. Bucklet Electric Galv. for trapdoor |  | 5340-22-623-1213 | 1 | 702.30 | 93.80 | 80.60 | 10 | 632.10 | 84.40 | 72.50 |  |  |  |  | 0 | 0 | 0 | 190 |  | 84159000 | DK
068069 | Set of gaskets for trapdoor MKII |  | 5330-22-623-1214 | 1 | 1881.00 | 251.60 | 215.90 | 10 | 1692.90 | 226.40 | 194.30 |  |  |  |  | 450 | 240 | 10 | 470 |  | 84159000 | DK
068071 | Draw out roller for trapdoor MKII |  | 5340-22-623-1215 | 1 | 955.00 | 127.80 | 109.50 | 10 | 859.50 | 115.00 | 98.50 |  |  |  |  | 225 | 135 | 30 | 40 |  | 84159000 | DK
068100 | Wheel, 2 pcs. | 540800,541290 | 2530-22-611-5497 | 1 | 658.50 | 88.20 | 75.60 | 10 | 592.70 | 79.30 | 68.00 |  |  |  |  | 325 | 320 | 320 | 1680 |  | 84159000
068105 | axel for wheel | 019485 | 3040-22-610-9660 | 1 | 697.50 | 93.20 | 80.30 | 10 | 697.50 | 93.20 | 80.30 |  |  |  |  | 255 | 85 | 75 | 560 |  | 84159000
068375 | Control board, foil with buttons and diodes for controller | 071049 |  | 1 | 504.30 | 67.70 | 58.10 | 10 | 453.90 | 60.90 | 52.30 |  |  |  |  | 175 | 140 | 2 | 30 |  | 85371091 | DK
068451 | Cover for control box, CDT | 071049 |  | 1 | 92.20 | 12.60 | 10.80 | 10 | 83.00 | 11.30 | 9.70 |  |  |  |  | 205 | 155 | 25 | 200 |  | 39269097 | DK
068467 | Sensor, Temperature Sensor Kit | 070857 |  | 1 | 183.90 | 24.60 | 21.10 | 10 | 165.50 | 22.20 | 19.00 |  |  |  |  | 120 | 120 | 30 | 30 |  | 85444290 | CN
068532 | Panel filter, F7 |  | 4130-22-623-3132 | 1 | 939.90 | 125.80 | 107.90 | 10 | 845.90 | 113.20 | 97.10 |  |  |  |  | 540 | 505 | 45 | 870 |  | 56031110 | PL
068557-1 | Condenser front grill |  |  | 1 | 1192.00 | 159.50 | 136.80 | 10 | 1072.70 | 143.50 | 123.20 |  |  |  |  | 3000 | 200 | 100 | 1300 |  | 84159000 | DK
068557-2 | Condenser front grill |  |  | 1 | 1192.00 | 159.50 | 136.80 | 10 | 1072.70 | 143.50 | 123.20 |  |  |  |  | 3000 | 200 | 100 | 1300 |  | 84159000 | DK
068559-1 | Condenser side grill |  |  | 1 | 1371.10 | 183.40 | 157.60 | 10 | 1234.20 | 165.20 | 141.90 |  |  |  |  | 550 | 1050 | 50 | 2200 |  | 84159000 | DK
068559-2 | Condenser side grill |  |  | 1 | 1371.10 | 183.40 | 157.60 | 10 | 1234.20 | 165.20 | 141.90 |  |  |  |  | 550 | 1050 | 50 | 2200 |  | 84159000 | DK
068573-1 | Panel for Controler for AC-M7 MKII |  |  | 1 | 619.70 | 82.90 | 71.30 | 10 | 557.60 | 74.70 | 64.30 |  |  |  |  | 220 | 320 | 50 | 315 |  | 84159000 | DK
068573-2 | Panel for Controler for AC-M7 MKII |  |  | 1 | 619.70 | 82.90 | 71.30 | 10 | 557.60 | 74.70 | 64.30 |  |  |  |  | 220 | 320 | 50 | 315 |  | 84159000 | DK
068573-3 | Panel for Controler for AC-M7 MKII |  |  | 1 | 619.70 | 82.90 | 71.30 | 10 | 557.60 | 74.70 | 64.30 |  |  |  |  | 220 | 320 | 50 | 315 |  | 84159000 | DK
068573-4 | Panel for Controler for AC-M7 MKII |  |  | 1 | 619.70 | 82.90 | 71.30 | 10 | 557.60 | 74.70 | 64.30 |  |  |  |  | 220 | 320 | 50 | 315 |  | 84159000 | DK
068573-5 | Panel for Controler for AC-M7 MKII |  |  | 1 | 619.70 | 82.90 | 71.30 | 10 | 557.60 | 74.70 | 64.30 |  |  |  |  | 220 | 320 | 50 | 315 |  | 84159000 | DK
068573-6 | Panel for Controler for AC-M7 MKII |  |  | 1 | 619.70 | 82.90 | 71.30 | 10 | 557.60 | 74.70 | 64.30 |  |  |  |  | 220 | 320 | 50 | 315 |  | 84159000 | DK
068580-1 | Condenser coil, small |  |  | 1 | 5365.60 | 718.50 | 616.10 | 10 | 4829.20 | 646.70 | 554.60 |  |  |  |  | 600 | 600 | 400 | 13600 |  | 84159000 | DK
068580-2 | Condenser coil, small |  |  | 1 | 5365.60 | 718.50 | 616.10 | 10 | 4829.20 | 646.70 | 554.60 |  |  |  |  | 600 | 600 | 400 | 13600 |  | 84159000 | DK
068582 | Tubes/set complete for condenser |  | 4710-22-623-3284 | 1 | 2954.30 | 395.60 | 339.50 | 10 | 2658.90 | 356.10 | 305.60 |  |  |  |  | 1050 | 230 | 100 | 2200 |  | 84159000 | DK
068584 | Condenser fan Kit |  | 4140-22-623-3260 | 1 | 5115.80 | 684.80 | 587.30 | 10 | 4604.20 | 616.40 | 528.60 |  |  |  |  | 485 | 485 | 485 | 8910 |  | 84159000 | DK
068587 | Finger guard |  | 4140-22-623-3259 | 1 | 935.90 | 125.20 | 107.50 | 10 | 842.10 | 112.80 | 96.90 |  |  |  |  | 550 | 550 | 100 | 1000 |  | 84159000 | DK
068589 | Condenser coil, large |  |  | 1 | 5263.30 | 704.80 | 604.20 | 10 | 4736.80 | 634.30 | 543.60 |  |  |  |  | 700 | 900 | 100 | 14000 |  | 84159000 | DK
068591-1 | Tubular handle right, VA-M15 | 210260 |  | 1 | 1627.30 | 217.90 | 187.00 | 10 | 1464.40 | 196.20 | 168.20 |  |  |  |  | 1430 | 500 | 150 | 2300 |  | 84159000
068591-2 | Tubular handle right, VA-M15 | 210260 |  | 1 | 1627.30 | 217.90 | 187.00 | 10 | 1464.40 | 196.20 | 168.20 |  |  |  |  | 1430 | 500 | 150 | 2300 |  | 84159000
068591-3 | Tubular handle right, VA-M15 | 210260 |  | 1 | 1627.30 | 217.90 | 187.00 | 10 | 1464.40 | 196.20 | 168.20 |  |  |  |  | 1430 | 500 | 150 | 2300 |  | 84159000
068591-4 | Tubular handle right, VA-M15 | 210260 |  | 1 | 1627.30 | 217.90 | 187.00 | 10 | 1464.40 | 196.20 | 168.20 |  |  |  |  | 1430 | 500 | 150 | 2300 |  | 84159000
068591-5 | Tubular handle right, VA-M15 | 210260 |  | 1 | 1627.30 | 217.90 | 187.00 | 10 | 1464.40 | 196.20 | 168.20 |  |  |  |  | 1430 | 500 | 150 | 2300 |  | 84159000
068597 | Compressor |  | 4130-22-623-3276 | 1 | 8741.50 | 1170.20 | 1003.60 | 10 | 7867.30 | 1053.20 | 903.20 |  |  |  |  | 555 | 275 | 305 | 37000 |  | 84159000 | DK
068599 | Rubber grommet pack |  | 5365-22-623-3265 | 1 | 505.10 | 67.60 | 58.00 | 10 | 454.60 | 60.90 | 52.20 |  |  |  |  | 130 | 220 | 40 | 100 |  | 84159000 | DK
068601-1 | Top plate for condenser section |  |  | 1 | 2682.80 | 353.50 | 308.00 | 10 | 2414.60 | 317.80 | 277.20 |  |  |  |  | 1050 | 710 | 80 | 13500 |  | 84159000 | DK
068601-2 | Top plate for condenser section |  |  | 1 | 2682.80 | 353.50 | 308.00 | 10 | 2414.60 | 317.80 | 277.20 |  |  |  |  | 1050 | 710 | 80 | 13500 |  | 84159000 | DK
068602-1 | Condenser side plate |  |  | 1 | 1625.80 | 217.70 | 186.50 | 10 | 1463.30 | 196.00 | 168.00 |  |  |  |  | 300 | 200 | 100 | 2800 |  | 84159000 | DK
068602-2 | Condenser side plate |  |  | 1 | 1625.80 | 217.70 | 186.50 | 10 | 1463.30 | 196.00 | 168.00 |  |  |  |  | 300 | 200 | 100 | 2800 |  | 84159000 | DK
068604-1 | Condenser end plate |  |  | 1 | 1511.00 | 202.20 | 173.60 | 10 | 1359.90 | 182.00 | 156.10 |  |  |  |  | 300 | 2000 | 100 | 1900 |  | 84159000 | DK
068604-2 | Condenser end plate |  |  | 1 | 1511.00 | 202.20 | 173.60 | 10 | 1359.90 | 182.00 | 156.10 |  |  |  |  | 300 | 2000 | 100 | 1900 |  | 84159000 | DK
068607 | Electronic accessories, mounting case, RJ plug | 072418 |  | 1 | 21.30 | 3.00 | 2.70 | 10 | 19.20 | 2.70 | 2.40 |  |  |  |  | 0 | 0 | 0 | 7 |  | 39269097 | DK
068613-1 | Hose lock fixed part |  |  | 1 | 932.80 | 125.00 | 107.20 | 10 | 839.60 | 112.60 | 96.60 |  |  |  |  | 400 | 200 | 50 | 500 |  | 84159000 | DK
068613-2 | Hose lock fixed part |  |  | 1 | 932.80 | 125.00 | 107.20 | 10 | 839.60 | 112.60 | 96.60 |  |  |  |  | 400 | 200 | 50 | 500 |  | 84159000 | DK
068613-3 | Hose lock fixed part |  |  | 1 | 932.80 | 125.00 | 95.80 | 10 | 839.60 | 112.60 | 96.60 |  |  |  |  | 400 | 200 | 50 | 500 |  | 84159000 | DK
068613-4 | Hose lock fixed part |  |  | 1 | 932.80 | 125.00 | 95.80 | 10 | 839.60 | 112.60 | 96.60 |  |  |  |  | 400 | 200 | 50 | 500 |  | 84159000 | DK
068613-5 | Hose lock fixed part |  |  | 1 | 932.80 | 125.00 | 95.80 | 10 | 839.60 | 112.60 | 96.60 |  |  |  |  | 400 | 200 | 50 | 500 |  | 84159000 | DK
068613-6 | Hose lock fixed part |  |  | 1 | 932.80 | 125.00 | 95.80 | 10 | 839.60 | 112.60 | 96.60 |  |  |  |  | 400 | 200 | 50 | 500 |  | 84159000 | DK
068615-1 | Hose lock moving part |  |  | 1 | 927.20 | 124.10 | 106.40 | 10 | 834.30 | 111.50 | 95.80 |  |  |  |  | 400 | 250 | 50 | 850 |  | 84159000 | DK
068615-2 | Hose lock moving part |  |  | 1 | 927.20 | 124.10 | 106.40 | 10 | 834.30 | 111.50 | 95.80 |  |  |  |  | 400 | 250 | 50 | 850 |  | 84159000 | DK
068615-3 | Hose lock moving part |  |  | 1 | 927.20 | 124.10 | 106.40 | 10 | 834.30 | 111.50 | 95.80 |  |  |  |  | 400 | 250 | 50 | 850 |  | 84159000 | DK
068615-4 | Hose lock moving part |  |  | 1 | 927.20 | 124.10 | 106.40 | 10 | 834.30 | 111.50 | 95.80 |  |  |  |  | 400 | 250 | 50 | 850 |  | 84159000 | DK
068615-5 | Hose lock moving part |  |  | 1 | 927.20 | 124.10 | 106.40 | 10 | 834.30 | 111.50 | 95.80 |  |  |  |  | 400 | 250 | 50 | 850 |  | 84159000 | DK
068615-6 | Hose lock moving part |  |  | 1 | 927.20 | 124.10 | 106.40 | 10 | 834.30 | 111.50 | 95.80 |  |  |  |  | 400 | 250 | 50 | 850 |  | 84159000 | DK
068621 | Driptray |  | 4130-22-623-3191 | 1 | 1297.00 | 173.60 | 149.10 | 10 | 1167.60 | 156.10 | 134.30 |  |  |  |  | 560 | 400 | 60 | 900 |  | 84159000 | DK
068623-1 | Cable grand |  |  | 1 | 863.20 | 115.60 | 99.10 | 10 | 777.00 | 104.20 | 89.30 |  |  |  |  | 225 | 140 | 30 | 20 |  | 84159000 | DK
068627 | Transformer |  | 6120-22-623-3308 | 1 | 803.00 | 107.50 | 92.20 | 10 | 722.70 | 96.80 | 83.00 |  |  |  |  | 195 | 110 | 95 | 1040 |  | 84159000 | DK
068629-1 | Evaporator |  |  | 1 | 3727.70 | 499.00 | 428.30 | 10 | 3354.70 | 449.00 | 385.20 |  |  |  |  | 600 | 570 | 320 | 9250 |  | 84159000 | DK
068629-2 | Evaporator |  |  | 1 | 3727.70 | 499.00 | 428.30 | 10 | 3354.70 | 449.00 | 385.20 |  |  |  |  | 600 | 570 | 320 | 9250 |  | 84159000 | DK
068631 | Thermostatic valve |  | 4820-22-623-3198 | 1 | 1085.40 | 145.30 | 124.60 | 10 | 976.90 | 130.80 | 112.20 |  |  |  |  | 230 | 235 | 120 | 650 |  | 84159000 | DK
068636 | Tubes/set complete for evaporator |  | 4710-22-623-3203 | 1 | 1286.20 | 172.20 | 147.70 | 10 | 1157.50 | 155.00 | 132.90 |  |  |  |  | 650 | 250 | 230 | 1400 |  | 84159000 | DK
068639-1 | Evaporator fan |  |  | 1 | 3890.10 | 520.80 | 446.60 | 10 | 3501.10 | 468.70 | 402.00 |  |  |  |  | 570 | 355 | 280 | 4950 |  | 84159000 | DK
068639-2 | Evaporator fan |  |  | 1 | 3890.50 | 520.80 | 446.70 | 10 | 3501.40 | 468.70 | 402.00 |  |  |  |  | 570 | 355 | 280 | 4950 |  | 84159000 | DK
068641-1 | Finger skrew | 065052 |  | 1 | 677.70 | 90.70 | 77.80 | 10 | 609.90 | 81.70 | 70.00 |  |  |  |  | 225 | 135 | 30 | 110 |  | 84159000 | DK
068643-1 | Top plate for evaportor section |  |  | 1 | 3047.20 | 408.00 | 349.90 | 10 | 2742.60 | 367.30 | 315.00 |  |  |  |  | 1050 | 710 | 80 | 3300 |  | 84159000 | DK
068643-2 | Top plate for evaportor section |  |  | 1 | 3047.20 | 408.00 | 349.90 | 10 | 2742.60 | 367.30 | 315.00 |  |  |  |  | 1050 | 710 | 80 | 3300 |  | 84159000 | DK
068647-1 | Cover for air outlet |  |  | 1 | 1124.90 | 150.50 | 129.50 | 10 | 1012.50 | 135.30 | 116.60 |  |  |  |  | 500 | 500 | 50 | 1000 |  | 84159000 | DK
068647-2 | Cover for air outlet |  |  | 1 | 1124.90 | 150.50 | 129.50 | 10 | 1012.50 | 135.30 | 116.60 |  |  |  |  | 500 | 500 | 50 | 1000 |  | 84159000 | DK
068651 | Heating element |  | 4520-22-623-3204 | 1 | 637.40 | 85.30 | 73.20 | 10 | 573.60 | 76.80 | 65.90 |  |  |  |  | 680 | 260 | 165 | 600 |  | 84159000 | DK
068659-1 | Hatch for controller (std) |  |  | 1 | 984.90 | 131.80 | 113.10 | 10 | 886.40 | 118.70 | 101.80 |  |  |  |  | 450 | 400 | 60 | 1400 |  | 84159000 | DK
068659-2 | Hatch for controller (std) |  |  | 1 | 984.90 | 131.80 | 113.10 | 10 | 886.40 | 118.70 | 101.80 |  |  |  |  | 450 | 400 | 60 | 1400 |  | 84159000 | DK
068659-3 | Hatch for controller (std) |  |  | 1 | 984.90 | 131.80 | 113.10 | 10 | 886.40 | 118.70 | 101.80 |  |  |  |  | 450 | 400 | 60 | 1400 |  | 84159000 | DK
068659-4 | Hatch for controller (std) |  |  | 1 | 984.90 | 131.80 | 113.10 | 10 | 886.40 | 118.70 | 101.80 |  |  |  |  | 450 | 400 | 60 | 1400 |  | 84159000 | DK
068659-5 | Hatch for controller (std) |  |  | 1 | 984.90 | 131.80 | 113.10 | 10 | 886.40 | 118.70 | 101.80 |  |  |  |  | 450 | 400 | 60 | 1400 |  | 84159000 | DK
068659-6 | Hatch for controller (std) |  |  | 1 | 984.90 | 131.80 | 113.10 | 10 | 886.40 | 118.70 | 101.80 |  |  |  |  | 450 | 400 | 60 | 1400 |  | 84159000 | DK
068659-7 | Hatch for controller (std) |  |  | 1 | 984.90 | 131.80 | 113.10 | 10 | 886.40 | 118.70 | 101.80 |  |  |  |  | 450 | 400 | 60 | 1400 |  | 84159000 | DK
068659-8 | Hatch for controller (std) |  |  | 1 | 984.90 | 131.80 | 113.10 | 10 | 886.40 | 118.70 | 101.80 |  |  |  |  | 450 | 400 | 60 | 1400 |  | 84159000 | DK
068669 | T-section with cleaning door, insulated, ø125 |  |  | 1 | 4991.90 | 668.50 | 573.00 | 10 | 4492.80 | 601.70 | 515.80 |  |  |  |  | 300 | 300 | 300 | 3000 |  | 73229000 | DK
068698-1 | End plate, controller side (std) |  |  | 1 | 5719.60 | 765.80 | 656.80 | 10 | 5147.60 | 689.40 | 591.10 |  |  |  |  | 600 | 600 | 250 | 4100 |  | 84159000 | DK
068698-2 | End plate, controller side (std) |  |  | 1 | 5719.60 | 765.80 | 656.80 | 10 | 5147.60 | 689.40 | 591.10 |  |  |  |  | 600 | 600 | 250 | 4100 |  | 84159000 | DK
068706-1 | Sideplate (std) |  |  | 1 | 1885.80 | 252.40 | 216.50 | 10 | 1697.20 | 227.10 | 194.90 |  |  |  |  | 1100 | 620 | 150 | 2700 |  | 84159000 | DK
068706-2 | Sideplate (std) |  |  | 1 | 1885.80 | 252.40 | 216.50 | 10 | 1697.20 | 227.10 | 194.90 |  |  |  |  | 1100 | 620 | 150 | 2700 |  | 84159000 | DK
068711 | Frame for protection (kit for one mondul) |  | 4130-22-623-3181 | 1 | 4541.70 | 608.00 | 521.50 | 10 | 4087.30 | 547.20 | 469.50 |  |  |  |  | 630 | 1150 | 100 | 10500 |  | 84159000 | DK
068727-1 | Sideplate , exhaust |  |  | 1 | 3819.40 | 511.60 | 438.60 | 10 | 3437.50 | 460.20 | 394.80 |  |  |  |  | 900 | 600 | 800 | 4300 |  | 84159000 | DK
068727-2 | Sideplate , exhaust |  |  | 1 | 3819.40 | 511.60 | 438.60 | 10 | 3437.50 | 460.20 | 394.80 |  |  |  |  | 900 | 600 | 800 | 4300 |  | 84159000 | DK
068734-1 | Inspection plate for panel filter |  |  | 1 | 1473.40 | 197.40 | 169.00 | 10 | 1326.20 | 177.40 | 152.20 |  |  |  |  | 530 | 250 | 50 | 750 |  | 84159000 | DK
068734-2 | Inspection plate for panel filter |  |  | 1 | 1473.40 | 197.40 | 169.00 | 10 | 1326.20 | 177.40 | 152.20 |  |  |  |  | 530 | 250 | 50 | 750 |  | 84159000 | DK
068746-1 | End plate, intake |  |  | 1 | 2179.80 | 291.70 | 250.20 | 10 | 1961.60 | 262.80 | 225.20 |  |  |  |  | 600 | 600 | 150 | 3000 |  | 84159000 | DK
068746-2 | End plate, intake |  |  | 1 | 2179.80 | 291.70 | 250.20 | 10 | 1961.60 | 262.80 | 225.20 |  |  |  |  | 600 | 600 | 150 | 3000 |  | 84159000 | DK
068754 | Rubber grommet pack (evaporator) |  | 5365-22-623-3168 | 1 | 746.40 | 99.90 | 85.70 | 10 | 671.60 | 90.20 | 77.30 |  |  |  |  | 130 | 220 | 50 | 150 |  | 84159000 | DK
068756 | Rubber grommet for O/T, 5 pcs. |  | 5365-22-623-3165 | 1 | 189.30 | 25.30 | 21.90 | 10 | 170.50 | 22.80 | 19.70 |  |  |  |  | 225 | 135 | 50 | 60 |  | 84159000 | DK
068758 | Control w. heat w. softstarter |  | 4130-22-623-217 | 1 | 18321.70 | 2452.80 | 2103.50 | 10 | 16489.70 | 2207.60 | 1893.10 |  |  |  |  | 670 | 470 | 460 | 7200 |  | 84159000 | DK
068759 | Control w. heat w/o. softstarter (std) |  | 4130-22-623-3219 | 1 | 11120.00 | 1488.60 | 1276.80 | 10 | 10008.00 | 1339.70 | 1149.00 |  |  |  |  | 680 | 470 | 460 | 6800 |  | 84159000 | DK
068761 | Control w/o heat, w. softstarter |  | 4130-22-623-3220 | 1 | 1072.30 | 143.50 | 123.20 | 10 | 965.10 | 129.50 | 111.00 |  |  |  |  | 670 | 470 | 460 | 6800 |  | 84159000 | DK
068762 | Control w/o heat, w/o softstarter |  | 4130-22-623-3222 | 1 | 1073.50 | 143.50 | 123.20 | 10 | 966.30 | 129.50 | 111.00 |  |  |  |  | 670 | 470 | 460 | 6800 |  | 84159000 | DK
068764 | Tube brackets (2+3 pc) |  | 5340-22-623-3287 | 1 | 822.70 | 110.00 | 94.30 | 10 | 740.50 | 99.10 | 85.10 |  |  |  |  | 320 | 220 | 50 | 200 |  | 84159000 | DK
068769 | Main switch |  | 5930-22-623-3309 | 1 | 586.10 | 78.50 | 67.30 | 10 | 527.50 | 70.60 | 60.60 |  |  |  |  | 190 | 100 | 70 | 300 |  | 84159000 | DK
068771 | Motor circuit breaker, compressor (Part of Q2) |  | 5925-22-623-3487 | 1 | 849.90 | 113.80 | 97.60 | 10 | 764.90 | 102.40 | 87.80 |  |  |  |  | 150 | 105 | 70 | 260 |  | 84159000 | DK
068773 | Auxiliary contact for compressor (part of Q2) |  | 6110-22-623-3310 | 1 | 437.90 | 58.60 | 50.30 | 10 | 394.10 | 52.80 | 45.20 |  |  |  |  | 150 | 105 | 70 | 10 |  | 84159000 | DK
068775 | Contactor 12A for compressor and heater elements |  | 6110-22-623-3311 | 1 | 531.70 | 71.20 | 61.00 | 10 | 478.50 | 64.10 | 54.90 |  |  |  |  | 150 | 105 | 70 | 330 |  | 84159000 | DK
068777 | Softstarter |  | 5999-22-623-3489 | 1 | 3879.00 | 519.50 | 445.60 | 10 | 3490.90 | 467.30 | 401.00 |  |  |  |  | 195 | 110 | 95 | 380 |  | 84159000 | DK
068783 | Fuse 16 A |  | 5925-22-623-3313 | 1 | 580.90 | 77.80 | 66.70 | 10 | 522.80 | 70.00 | 60.00 |  |  |  |  | 195 | 110 | 95 | 320 |  | 84159000 | DK
068785 | Fuse 2A |  | 5925-22-623-3315 | 1 | 592.20 | 79.50 | 67.90 | 10 | 533.00 | 71.70 | 61.30 |  |  |  |  | 150 | 105 | 70 | 110 |  | 84159000 | DK
068787 | Fuse 10A | 075810 | 5925-22-623-3316 | 1 | 692.20 | 92.70 | 79.80 | 10 | 623.10 | 83.40 | 71.90 |  |  |  |  | 150 | 105 | 70 | 110 |  | 84159000 | DK
068789 | Female socket |  | 5935-22-623-3317 | 1 | 707.60 | 94.60 | 81.40 | 10 | 637.10 | 85.10 | 73.30 |  |  |  |  | 225 | 135 | 30 | 20 |  | 84159000 | DK
068792 | Protection for female socket |  | 6110-22-623-3319 | 1 | 562.10 | 75.30 | 64.60 | 10 | 506.00 | 67.70 | 58.10 |  |  |  |  | 225 | 135 | 30 | 100 |  | 84159000 | DK
068794 | Function switch - 2 pos |  | 5930-22-623-3493 | 1 | 923.80 | 123.90 | 106.20 | 10 | 831.50 | 111.20 | 95.80 |  |  |  |  | 150 | 105 | 70 | 30 |  | 84159000 | DK
068796 | Green indicator lamp |  | 6240-22-623-3346 | 1 | 602.50 | 80.70 | 69.20 | 10 | 542.30 | 72.60 | 62.30 |  |  |  |  | 220 | 130 | 50 | 100 |  | 84159000 | DK
068798 | Red indicator lamp |  | 6240-22-623-3350 | 1 | 602.50 | 80.70 | 69.20 | 10 | 542.30 | 72.60 | 62.30 |  |  |  |  | 220 | 130 | 50 | 100 |  | 84159000 | DK
068800 | Yellow indicator lamp |  | 6240-22-623-3351 | 1 | 607.00 | 81.30 | 69.70 | 10 | 546.30 | 73.10 | 62.70 |  |  |  |  | 220 | 130 | 50 | 100 |  | 84159000 | DK
068802 | LED element for indicator lamp |  | 6240-22-623-3353 | 1 | 1051.90 | 140.90 | 121.10 | 10 | 946.60 | 126.90 | 108.70 |  |  |  |  | 150 | 105 | 70 | 10 |  | 84159000 | DK
068805 | Power supply cable |  | 5995-22-623-3174 | 1 | 1259.40 | 168.50 | 144.70 | 10 | 1133.60 | 151.60 | 130.30 |  |  |  |  | 400 | 310 | 130 | 3500 |  | 84159000 | DK
068807 | Drain rube for Driptray |  | 4130-22-623-3193 | 1 | 665.00 | 89.00 | 76.10 | 10 | 598.40 | 80.10 | 68.50 |  |  |  |  | 130 | 220 | 60 | 7 |  | 84159000 | DK
068809 | Cover for heat |  | 5340-22-623-3256 | 1 | 1075.50 | 144.00 | 123.60 | 10 | 967.90 | 129.70 | 111.20 |  |  |  |  | 500 | 500 | 100 | 2454 |  | 84159000 | DK
068832 | Insulating material, insulation for back, control box CDT 30/30S | 074558 |  | 1 | 26.30 | 3.50 | 3.20 | 10 | 23.70 | 3.20 | 2.90 |  |  |  |  | 0 | 0 | 0 | 5 |  | 70199000 | DK
068849 | Jumpflex relay, terminal block |  | 5999-22-623-3553 | 1 | 513.70 | 68.80 | 59.00 | 10 | 462.30 | 61.90 | 53.10 |  |  |  |  | 110 | 90 | 60 | 200 |  | 84159000 | DK
068852 | Terminal block cpl. |  | 5940-22-623-3555 | 1 | 2569.60 | 344.00 | 295.20 | 10 | 2313.00 | 309.70 | 265.60 |  |  |  |  | 220 | 170 | 10 | 400 |  | 84159000 | DK
068894 | Inlet spigot, 160mm |  |  | 1 | 588.50 | 78.90 | 67.70 | 10 | 529.60 | 71.00 | 60.90 |  |  |  |  | 160 | 160 | 60 | 100 |  | 84159000 | DK
069346 | End plate, |  |  | 1 | 525.40 | 70.40 | 60.40 | 10 | 472.90 | 63.40 | 54.40 |  |  |  |  | 160 | 160 | 50 | 170
069366 | Filter grille, outher |  |  | 1 | 681.60 | 91.40 | 78.20 | 10 | 613.40 | 82.30 | 70.40 |  |  |  |  | 895 | 830 | 20 | 5484
069883-1 | Pipe for handle, VA-M15 |  |  | 1 | 203.00 | 27.20 | 23.30 | 10 | 182.80 | 24.80 | 21.10 |  |  |  |  | 180 | 50 | 50 | 100 |  | 84159000 | DK
069883-2 | Pipe for handle, VA-M15 |  |  | 1 | 203.00 | 27.20 | 23.30 | 10 | 182.80 | 24.80 | 21.10 |  |  |  |  | 180 | 50 | 50 | 100 |  | 84159000 | DK
069883-3 | Pipe for handle, VA-M15 |  |  | 1 | 203.00 | 27.20 | 23.30 | 10 | 182.80 | 24.80 | 21.10 |  |  |  |  | 180 | 50 | 50 | 100 |  | 84159000 | DK
069883-4 | Pipe for handle, VA-M15 |  |  | 1 | 203.00 | 27.20 | 23.30 | 10 | 182.80 | 24.80 | 21.10 |  |  |  |  | 180 | 50 | 50 | 100 |  | 84159000 | DK
069883-5 | Pipe for handle, VA-M15 |  |  | 1 | 203.00 | 27.20 | 23.30 | 10 | 182.80 | 24.80 | 21.10 |  |  |  |  | 180 | 50 | 50 | 100 |  | 84159000 | DK
069883-6 | Pipe for handle, VA-M15 |  |  | 1 | 203.00 | 27.20 | 23.30 | 10 | 182.80 | 24.80 | 21.10 |  |  |  |  | 180 | 50 | 50 | 100 |  | 84159000 | DK
069883-7 | Pipe for handle, VA-M15 |  |  | 1 | 203.00 | 27.20 | 23.30 | 10 | 182.80 | 24.80 | 21.10 |  |  |  |  | 180 | 50 | 50 | 100 |  | 84159000 | DK
069897 | Sheet filter, PPI 15, CDP 45 |  |  | 1 | 85.60 | 11.50 | 9.80 | 10 | 77.00 | 10.30 | 8.80 |  |  |  |  | 43 | 20 | 3 | 70 |  | 84219990
069899 | Sheet filter, PPI |  |  | 1 | 135.30 | 18.10 | 15.50 | 10 | 121.80 | 16.30 | 14.00 |  |  |  |  | 1425 | 200 | 60 | 136 |  | 84219990
069956-1 | Wall suspension brackets |  |  | Single item PCS: 1; Single item DKK: 271.80; Single item EUR: 36.60; Single item GBP: 31.30 | 0 | 0 | 0 | 985 |  | 84159000 | DK
069956-2 | Wall suspension brackets |  |  | Single item PCS: 1; Single item DKK: 271.80; Single item EUR: 36.60; Single item GBP: 31.30 | 0 | 0 | 0 | 985 |  | 84159000 | DK
069957-2 | Wall fittings |  |  | Single item PCS: 1; Single item DKK: 393.30; Single item EUR: 53.00; Single item GBP: 45.30 | 1710 | 60 | 10 | 2500 |  | 84159000 | DK
069967 | Fittings for hygrostat Ral 7024 |  |  | 1 | 148.00 | 19.80 | 17.20 | 10 | 133.20 | 17.80 | 15.50 |  |  |  |  | 0 | 0 | 0 | 50 |  | 73269098
069985-1 | Wall fittings |  |  | Single item PCS: 1; Single item DKK: 207.30; Single item EUR: 27.70; Single item GBP: 24.00 | 0 | 0 | 0 | 729 |  | 84159000 | DK
069998 | Sheet filter, PPI 15, CDP 35 |  |  | 1 | 50.20 | 6.70 | 5.80 | 10 | 45.10 | 6.00 | 5.20 |  |  |  |  | 580 | 200 | 15 | 50 |  | 84219990
070466 | Cable 230 V AC Schuko/DK/IEC | 062063 |  | 1 | 182.50 | 24.50 | 21.10 | 10 | 164.30 | 22.10 | 19.00 |  |  |  |  | 150 | 150 | 70 | 100 |  | 85444290 | CN
070468 | Cable set, basic CDT 30/30S/40/40S/60 MKII | 071053,071057,071058,054096 |  | 1 | 585.90 | 78.50 | 67.40 | 10 | 527.30 | 70.70 | 60.70 |  |  |  |  | 200 | 160 | 30 | 160 |  | 8544429090 | CN
070478 | Power supply cable with Schuko plug, 3.5m | 072414 |  | 1 | 146.50 | 19.80 | 17.00 | 10 | 131.80 | 17.80 | 15.30 |  |  |  |  | 0 | 0 | 0 | 261 |  | 84159000 | CN
070567 | Cable set, basic CDT 90 | 071063 |  | 1 | 329.00 | 44.10 | 37.70 | 10 | 296.10 | 39.70 | 33.90 |  |  |  |  | 0 | 0 | 0 | 450 |  | 85444290 | CN
070737 | Terminal block |  | 5940-22-623-5051 | 1 | 324.90 | 43.60 | 37.00 | 10 | 292.60 | 39.30 | 33.70 |  |  |  |  | 0 | 0 | 0 | 250 |  | 84159000
070775-1 | Heat exchanger - 336mm - with insulation |  |  | 1 | 1624.00 | 217.40 | 186.50 | 10 | 1461.60 | 195.70 | 167.80 |  |  |  |  | 555 | 275 | 336 | 11100 |  | 84159000
070800-3 | Fuel lance snap coupling with tube connection | 612900 |  | 1 | 429.40 | 57.50 | 49.30 | 10 | 386.50 | 51.80 | 44.40 |  |  |  |  | 225 | 140 | 25 | 110 |  | 73229000 | DK
070800-4 | Fuel lance snap coupling with tube connection | 612900 |  | 1 | 2582.00 | 345.70 | 296.40 | 10 | 2323.80 | 311.10 | 266.80 |  |  |  |  | 225 | 140 | 25 | 110 |  | 73229000 | DK
070893 | Driptray complet with insulation | 072420 |  | 1 | 1232.70 | 165.00 | 141.50 | 10 | 1109.40 | 148.50 | 127.40 |  |  |  |  | 560 | 55 | 259 | 1258 |  | 84159000 | DK
070904-1 | Control panel, complete | 028009 |  | 1 | 6894.50 | 923.00 | 791.50 | 10 | 6205.20 | 830.60 | 712.70 |  |  |  |  | 400 | 310 | 125 | 3000 |  | 84159000
070904-2 | Control panel, complete | 028009 |  | 1 | 6894.50 | 923.00 | 791.50 | 10 | 6205.20 | 830.60 | 712.70 |  |  |  |  | 400 | 310 | 125 | 3000 |  | 84159000
070904-3 | Control panel, complete | 028009 |  | 1 | 6894.50 | 923.00 | 791.50 | 10 | 6205.20 | 830.60 | 712.70 |  |  |  |  | 400 | 310 | 125 | 3000 |  | 84159000
070904-4 | Control panel, complete | 028009 |  | 1 | 6894.50 | 923.00 | 791.50 | 10 | 6205.20 | 830.60 | 712.70 |  |  |  |  | 400 | 310 | 125 | 3000 |  | 84159000
070904-5 | Control panel, complete | 028009 |  | 1 | 6894.50 | 923.00 | 791.50 | 10 | 6205.20 | 830.60 | 712.70 |  |  |  |  | 400 | 310 | 125 | 3000 |  | 84159000
070960 | Communication cable for MVC80 |  |  | 1 | 1024.80 | 137.20 | 117.70 | 10 | 922.30 | 123.50 | 105.90 |  |  |  |  | 220 | 130 | 220 | 200 |  | 85176200 | DK
070967-1 | Control panel VA-M40 MKII, 220/240v, 50hz | 017916 |  | 1 | 6310.10 | 844.90 | 724.50 | 10 | 5679.20 | 760.40 | 652.30 |  |  |  |  | 270 | 270 | 140 | 1000 |  | 73229000
070967-2 | Control panel VA-M40 MKII, 220/240v, 50hz | 017916 |  | 1 | 6310.10 | 844.90 | 724.50 | 10 | 5679.20 | 760.40 | 652.30 |  |  |  |  | 270 | 270 | 140 | 1000 |  | 73229000
070991 | Top cover plate, rain cover 500 x 503 x 159mm OD |  |  | 1 | 555.80 | 74.40 | 63.90 | 10 | 500.20 | 67.00 | 57.50 |  |  |  |  | 500 | 550 | 180 | 2625 |  | 73269098
071003 | LED-Lamp indication PCB | 075816,295162 | 6110-22-618-4187 | 1 | 1131.40 | 151.50 | 129.90 | 10 | 1018.30 | 136.30 | 116.90 |  |  |  |  | 195 | 110 | 95 | 200 |  | 84159000 | DK
071015 | Controller, Honeywell MVC-80 |  |  | 1 | 4311.40 | 577.20 | 495.00 | 10 | 3880.30 | 519.40 | 445.50 |  |  |  |  | 325 | 260 | 110 | 690 |  | 84159000
071016 | Handle with lock, cpl. |  |  | 1 | 482.90 | 64.60 | 55.40 | 10 | 434.60 | 58.20 | 49.90 |  |  |  |  | 195 | 110 | 95 | 230 |  | 84159000
071017 | Handle without lock |  |  | 1 | 648.30 | 86.80 | 74.40 | 10 | 583.50 | 78.10 | 67.00 |  |  |  |  | 195 | 110 | 95 | 190 |  | 84159000
071024 | Panel filter, M5/ePM10 70%, 675 x 375 |  |  | 1 | 1048.00 | 140.30 | 120.30 | 10 | 943.20 | 126.30 | 108.30 |  |  |  |  | 730 | 420 | 170 | 1720 |  | 56031110
071025 | Panel filter, F7 | 067163 |  | 1 | 1092.20 | 146.20 | 125.40 | 10 | 983.00 | 131.60 | 112.90 |  |  |  |  | 730 | 420 | 170 | 1842 |  | 56031110
071045 | Valve, 3/8 x 1/2 x 1/4 |  |  | 1 | 1769.00 | 237.10 | 203.20 | 10 | 1592.10 | 213.40 | 182.90 |  |  |  |  | 220 | 160 | 100 | 500 |  | 90321080
071047 | Inspection glass |  |  | 1 | 425.60 | 57.00 | 48.90 | 10 | 383.00 | 51.30 | 44.00 |  |  |  |  | 195 | 110 | 950 | 120
071068 | Cable set, compressor CDT 30/30S | 071053 |  | 1 | 433.80 | 58.10 | 49.90 | 10 | 390.40 | 52.30 | 44.90 |  |  |  |  | 200 | 160 | 45 | 150 |  | 85444290 | PL
071249 | Fittings for wire and hose, snap coupling nipple, 5-pole male, AL17.10, white |  |  | 1 | 50.20 | 6.70 | 5.80 | 10 | 45.20 | 6.00 | 5.20 |  |  |  |  | 20 | 20 | 20 | 20 |  | 73269098
071361 | Relay, Schrack, Power PCB RT1, 1 pole 12A/16A |  |  | 1 | 176.10 | 23.60 | 20.20 | 10 | 158.50 | 21.20 | 18.20 |  |  |  |  | 50 | 50 | 50 | 10 |  | 85364900
071427 | Terminal block, 1.5-4mm², 12 poles, WPR |  |  | 1 | 31.30 | 4.30 | 3.80 | 10 | 28.20 | 3.90 | 3.40 |  |  |  |  | 100 | 50 | 2 | 5 |  | 85369010
071514 | Bag filter, IF85, F7 with loops |  |  | 1 | 1402.50 | 187.70 | 161.00 | 10 | 1122.00 | 150.20 | 128.80 | 50 | 911.60 | 122.00 | 104.70 | 335 | 335 | 120 | 500 |  | 84213925
071515 | Bag filter, IF85, F7 |  |  | 1 | 1239.90 | 166.00 | 142.40 | 10 | 991.90 | 132.80 | 113.90 | 50 | 805.90 | 107.90 | 92.50 | 335 | 583 | 120 | 500 |  | 84213925
071516 | Bag filter, M6 (F6) |  |  | 1 | 1113.60 | 149.10 | 127.90 | 10 | 890.90 | 119.30 | 102.30 | 50 | 723.90 | 96.90 | 83.10 | 450 | 450 | 140 | 1330 |  | 84213925
071518 | Bag filter, M5, with loops for suspension |  |  | 1 | 2814.10 | 376.70 | 323.10 | 10 | 2251.30 | 301.40 | 258.50 | 50 | 1829.20 | 244.90 | 210.00 | 500 | 445 | 592 | 1000 |  | 84213925
072258-1 | Front grille w/filter |  |  | 1 | 825.80 | 110.60 | 94.90 | 10 | 743.20 | 99.50 | 85.40 |  |  |  |  | 355 | 300 | 325 | 800 |  | 84159000
072258-2 | Front grille w/filter |  |  | 1 | 825.80 | 110.60 | 94.90 | 10 | 743.20 | 99.50 | 85.40 |  |  |  |  | 355 | 300 | 325 | 800 |  | 84159000
072260-1 | Front grille w/filter |  |  | 1 | 1136.70 | 152.30 | 130.70 | 10 | 1023.00 | 137.10 | 117.60 |  |  |  |  | 515 | 420 | 105 | 1160 |  | 84159000
072260-2 | Front grille w/filter |  |  | 1 | 1136.70 | 152.30 | 130.70 | 10 | 1023.00 | 137.10 | 117.60 |  |  |  |  | 515 | 420 | 105 | 1160 |  | 84159000
072262-1 | Front grille w/filter |  |  | 1 | 1204.80 | 161.40 | 138.40 | 10 | 1084.30 | 145.30 | 124.60 |  |  |  |  | 510 | 490 | 155 | 1350 |  | 84159000
072262-3 | Front grille w/filter |  |  | 1 | 1204.80 | 161.40 | 138.40 | 10 | 1084.30 | 145.30 | 124.60 |  |  |  |  | 510 | 490 | 155 | 1350 |  | 84159000
072263-1 | Front grille w/filter |  |  | 1 | 1116.50 | 149.50 | 128.20 | 10 | 1004.80 | 134.50 | 115.40 |  |  |  |  | 780 | 465 | 170 | 1830 |  | 84159000
072268 | Moulded plastic, holder for humidity sensor | 072416 |  | 1 | 28.30 | 3.80 | 3.50 | 10 | 25.50 | 3.40 | 3.20 |  |  |  |  | 0 | 0 | 0 | 8 |  | 39269097 | DK
072382 | Timer/timerelæ, Type 821 TD 10H-UNI | 041649 | 6645-22-625-4137 | 1 | 970.60 | 129.90 | 111.40 | 10 | 873.60 | 116.90 | 100.30 |  |  |  |  | 110 | 90 | 60 | 50 |  | 84159000
072390 | Spacer, for tension screw |  |  | 1 | 449.50 | 60.40 | 51.60 | 10 | 404.60 | 54.40 | 46.40 |  |  |  |  | 0 | 0 | 0 | 285 |  | 84159000
072393 | Fitting, profile for motor, DanX 2/4 |  |  | 1 | 333.40 | 44.60 | 38.60 | 10 | 300.10 | 40.10 | 34.70 |  |  |  |  | 0 | 0 | 0 | 1411 |  | 84159000
072400 | Spacer, fan |  |  | 1 | 525.40 | 70.40 | 60.40 | 10 | 472.90 | 63.40 | 54.40 |  |  |  |  | 0 | 0 | 0 | 34 |  | 84159000
072403 | Condenser, h x l, 1000*800, MPE type 20mm, 35/50c, 4500m3/h |  |  | 1 | 4549.80 | 609.10 | 522.40 | 10 | 4094.80 | 548.20 | 470.10 |  |  |  |  | 930 | 880 | 20 | 5950 |  | 84189910 | DK
072406 | Relay, phase control | 075256 |  | 1 | 1014.80 | 135.90 | 116.50 | 10 | 913.30 | 122.30 | 104.90 |  |  |  |  | 0 | 0 | 0 | 130 |  | 85364900 | DK
072412-1 | Main controller | 068821 |  | 1 | 1975.70 | 265.30 | 227.20 | 10 | 1778.10 | 238.80 | 204.50 |  |  |  |  | 250 | 170 | 100 | 335 | ONLY for units up to the following serial number: CDT 30: sn. 1609151415295, CDT 30S: sn. 1610281417779, CDT 40: sn.1608151411412, CDT 40S: sn. 1610281417679, CDT 60: sn. 1608101415938, CDT 90: sn. 1608151411484. This controller is only compatible with RH sensor 068821 (first version) | 84159000
072412-2 | Main controller | 068821 |  | 1 | 2248.00 | 300.90 | 258.10 | 10 | 2023.20 | 270.80 | 232.30 |  |  |  |  | 250 | 170 | 100 | 335 | Controller and RH sensor (091567) kit. Compatible with all MK II versions. | 84159000
074457-05 | Fan | 081077,031587,028299 |  | 1 | 3617.50 | 484.10 | 415.30 | 10 | 3255.60 | 435.60 | 373.80 |  |  |  |  | 605 | 580 | 340 | 8310 |  | 73229000
074457-1 | Fan | 081077,031587,028299 |  | 1 | 3617.50 | 484.10 | 415.30 | 10 | 3255.60 | 435.60 | 373.80 |  |  |  |  | 605 | 580 | 340 | 8310 |  | 73229000
074457-2 | Fan | 081077,031587,028299 |  | 1 | 3617.50 | 484.10 | 415.30 | 10 | 3255.60 | 435.60 | 373.80 |  |  |  |  | 605 | 580 | 340 | 8310 |  | 73229000
074457-3 | Fan | 081077,031587,028299 |  | 1 | 3617.50 | 484.10 | 415.30 | 10 | 3255.60 | 435.60 | 373.80 |  |  |  |  | 605 | 580 | 340 | 8310 |  | 73229000
074457-4 | Fan | 081077,031587,028299 |  | 1 | 3617.50 | 484.10 | 415.30 | 10 | 3255.60 | 435.60 | 373.80 |  |  |  |  | 605 | 580 | 340 | 8310 |  | 73229000
074474-1 | Air discharge grille, cpl. | 165298 |  | 1 | 2411.60 | 322.90 | 276.80 | 10 | 2170.30 | 290.70 | 249.40 |  |  |  |  | 325 | 225 | 70 | 670 |  | 84159000 | DK
074474-2 | Air discharge grille, cpl. | 165298 |  | 1 | 2411.60 | 322.90 | 276.80 | 10 | 2170.30 | 290.70 | 249.40 |  |  |  |  | 325 | 225 | 70 | 670 |  | 84159000 | DK
074474-3 | Air discharge grille, cpl. | 165298 |  | 1 | 2411.60 | 322.90 | 276.80 | 10 | 2170.30 | 290.70 | 249.40 |  |  |  |  | 325 | 225 | 70 | 670 |  | 84159000 | DK
074474-4 | Air discharge grille, cpl. | 165298 |  | 1 | 2411.60 | 322.90 | 276.80 | 10 | 2170.30 | 290.70 | 249.40 |  |  |  |  | 325 | 225 | 70 | 670 |  | 84159000 | DK
074474-5 | Air discharge grille, cpl. | 165298 |  | 1 | 2411.60 | 322.90 | 276.80 | 10 | 2170.30 | 290.70 | 249.40 |  |  |  |  | 325 | 225 | 70 | 670 |  | 84159000 | DK
074474-6 | Air discharge grille, cpl. | 165298 |  | 1 | 2411.60 | 322.90 | 276.80 | 10 | 2170.30 | 290.70 | 249.40 |  |  |  |  | 325 | 225 | 70 | 670 |  | 84159000 | DK
074519 | Insulating material, cooling components, 50 x 3mm. 9.1m |  |  | 1 | 211.40 | 28.30 | 24.30 | 10 | 190.30 | 25.50 | 21.90 |  |  |  |  | 215 | 215 | 60 | 1455 |  | 70199000 | DK
074547 | Handles for lock, 10 pcs. |  | 5340-22-623-9020 | 1 | 798.00 | 107.00 | 91.50 | 10 | 718.00 | 96.30 | 82.60 |  |  |  |  | 0 | 0 | 0 | 500 |  | 84159000 | DK
074549-1 | Fan, evaporator AC-M5 W | 530183 | 4140-22-615-5384 | 1 | 3168.30 | 424.00 | 363.90 | 10 | 2851.30 | 381.60 | 327.40 |  |  |  |  | 480 | 480 | 480 | 4840 |  | 84159000 | DK
074549-2 | Fan, evaporator AC-M5 W | 530183 | 4140-22-615-5384 | 1 | 3168.30 | 424.00 | 363.90 | 10 | 2851.30 | 381.60 | 327.40 |  |  |  |  | 480 | 480 | 480 | 4840 |  | 84159000 | DK
074564 | Control board, MPCB, AP |  |  | 1 | 2179.30 | 291.70 | 250.30 | 10 | 1961.40 | 262.50 | 225.30 |  |  |  |  | 170 | 160 | 40 | 310 |  | 85423100 | CN
074567 | Cable duct, accessories |  |  | 1 | 8.80 | 1.20 | 1.00 | 10 | 7.90 | 1.10 | 0.90 |  |  |  |  | 25 | 25 | 20 | 5 |  | 40082900 | DK
074568 | Cable gasket, humidity/air sensor |  |  | 1 | 32.80 | 4.30 | 3.80 | 10 | 29.50 | 3.90 | 3.40 |  |  |  |  | 0 | 0 | 0 | 7 |  | 40082900 | DK
074580 | Cable gasket for sensor |  |  | 1 | 8.80 | 1.20 | 1.00 | 10 | 7.90 | 1.10 | 0.90 |  |  |  |  | 20 | 20 | 20 | 5 |  | 40082900 | DK
074586-1 | Filter grill, big AC-M5-MKI | 074586 |  | 1 | 1130.80 | 151.30 | 130.00 | 10 | 1018.00 | 136.20 | 116.80 |  |  |  |  | 600 | 390 | 50 | 1280 |  | 84159000 | DK
074586-2 | Filter grill, big AC-M5-MKI | 074586 |  | 1 | 1130.80 | 151.30 | 130.00 | 10 | 1018.00 | 136.20 | 116.80 |  |  |  |  | 600 | 390 | 50 | 1280 |  | 84159000 | DK
074586-3 | Filter grill, big AC-M5-MKI | 074586 |  | 1 | 1130.80 | 151.30 | 130.00 | 10 | 1018.00 | 136.20 | 116.80 |  |  |  |  | 600 | 390 | 50 | 1280 |  | 84159000 | DK
074586-4 | Filter grill, big AC-M5-MKI | 074586 |  | 1 | 1130.80 | 151.30 | 130.00 | 10 | 1018.00 | 136.20 | 116.80 |  |  |  |  | 600 | 390 | 50 | 1280 |  | 84159000 | DK
074586-5 | Filter grill, big AC-M5-MKI | 074586 |  | 1 | 1130.80 | 151.30 | 130.00 | 10 | 1018.00 | 136.20 | 116.80 |  |  |  |  | 600 | 390 | 50 | 1280 |  | 84159000 | DK
074586-6 | Filter grill, big AC-M5-MKI | 074586 |  | 1 | 1130.80 | 151.30 | 130.00 | 10 | 1018.00 | 136.20 | 116.80 |  |  |  |  | 600 | 390 | 50 | 1280 |  | 84159000 | DK
074589-1 | Filter grill, small AC-M5-MKI | 165301 |  | 1 | 997.40 | 133.40 | 114.60 | 10 | 897.70 | 119.90 | 103.10 |  |  |  |  | 400 | 380 | 50 | 920 |  | 84159000 | DK
074589-2 | Filter grill, small AC-M5-MKI | 165301 |  | 1 | 997.40 | 133.40 | 114.60 | 10 | 897.70 | 119.90 | 103.10 |  |  |  |  | 400 | 380 | 50 | 920 |  | 84159000 | DK
074589-4 | Filter grill, small AC-M5-MKI | 165301 |  | 1 | 997.40 | 133.40 | 114.60 | 10 | 897.70 | 119.90 | 103.10 |  |  |  |  | 400 | 380 | 50 | 920 |  | 84159000 | DK
074589-5 | Filter grill, small AC-M5-MKI | 165301 |  | 1 | 997.40 | 133.40 | 114.60 | 10 | 897.70 | 119.90 | 103.10 |  |  |  |  | 400 | 380 | 50 | 920 |  | 84159000 | DK
074589-6 | Filter grill, small AC-M5-MKI | 165301 |  | 1 | 997.40 | 133.40 | 114.60 | 10 | 897.70 | 119.90 | 103.10 |  |  |  |  | 400 | 380 | 50 | 920 |  | 84159000 | DK
074593-1 | Cover | 039706 |  | 1 | 2946.10 | 394.30 | 338.40 | 10 | 2651.30 | 355.00 | 304.70 |  |  |  |  | 770 | 650 | 430 | 8530 |  | 84159000 | DK
074593-2 | Cover | 039706 |  | 1 | 2946.10 | 394.30 | 338.40 | 10 | 2651.30 | 355.00 | 304.70 |  |  |  |  | 770 | 650 | 430 | 8530 |  | 84159000 | DK
074593-4 | Cover | 039706 |  | 1 | 2946.10 | 394.30 | 338.40 | 10 | 2651.30 | 355.00 | 304.70 |  |  |  |  | 770 | 650 | 430 | 8530 |  | 84159000 | DK
074593-5 | Cover | 039706 |  | 1 | 2946.10 | 394.30 | 338.40 | 10 | 2651.30 | 355.00 | 304.70 |  |  |  |  | 770 | 650 | 430 | 8530 |  | 84159000 | DK
074593-6 | Cover | 039706 |  | 1 | 2946.10 | 394.30 | 338.40 | 10 | 2651.30 | 355.00 | 304.70 |  |  |  |  | 770 | 650 | 430 | 8530 |  | 84159000 | DK
074596 | Capillary tube with fittings, CDP - grey |  |  | 1 | 679.20 | 90.90 | 78.00 | 10 | 611.20 | 81.80 | 70.20 |  |  |  |  | 340 | 240 | 20 | 70 |  | 84159000
074605 | Accessory for standard unit, Damper,alu,i.d. 400x411mm, incl. LF24 springreturn |  |  | 1 | 4981.60 | 666.90 | 571.90 | 10 | 4483.40 | 600.20 | 514.70 |  |  |  |  | 0 | 0 | 0 | 4500 |  | 84159000 | IT
074635 | Frequency converter, FC51 for Vent Complete |  |  | 1 | 4070.60 | 544.90 | 467.50 | 10 | 3663.50 | 490.40 | 420.80 |  |  |  |  | 280 | 275 | 155 | 1440 |  | 84159000
074685 | Insulating material, filter gasket | 077242 |  | 1 | 23.30 | 3.20 | 2.70 | 10 | 21.00 | 2.90 | 2.40 |  |  |  |  | 163 | 50 | 20 | 4 |  | 70199000 | DK
074686 | Copper tubes, tube set 1/4" | 074849 |  | 1 | 91.10 | 12.20 | 10.50 | 10 | 82.00 | 11.00 | 9.40 |  |  |  |  | 170 | 140 | 30 | 36 |  | 74122000 | DK
074689 | Grill for filter frame, evaporator AC-M5-MKI | 043070 | 5340-22-611-1806 | 1 | 720.50 | 96.60 | 82.90 | 10 | 648.30 | 86.70 | 74.70 |  |  |  |  | 370 | 370 | 20 | 280 |  | 84159000 | DK
074691 | Fan housing, condenser AC-M5-MKI | 043079 | 4140-22-611-1828 | 1 | 825.60 | 110.30 | 94.60 | 10 | 743.00 | 99.40 | 85.10 |  |  |  |  | 760 | 460 | 160 | 10 |  | 84159000 | DK
074693-1 | Front cover, bottom | 078880 |  | 1 | 1102.40 | 147.70 | 126.40 | 10 | 992.10 | 132.80 | 114.00 |  |  |  |  | 438 | 650 | 200 | 3000 |  | 73229000
074693-2 | Front cover, bottom | 078880 |  | 1 | 1102.40 | 147.70 | 126.40 | 10 | 992.10 | 132.80 | 114.00 |  |  |  |  | 438 | 650 | 200 | 3000 |  | 73229000
074699-1 | Gable cover plate for air inlet | 208320 |  | 1 | 1248.40 | 167.10 | 143.20 | 10 | 1123.50 | 150.50 | 129.20 |  |  |  |  | 620 | 500 | 250 | 4000 |  | 73229000
074699-2 | Gable cover plate for air inlet | 208320 |  | 1 | 1248.40 | 167.10 | 143.20 | 10 | 1123.50 | 150.50 | 129.20 |  |  |  |  | 620 | 500 | 250 | 4000 |  | 73229000
074703 | Carrying handle | 165303 | 5340-22-625-4127 | 1 | 650.90 | 87.40 | 74.70 | 10 | 586.00 | 78.30 | 67.10 |  |  |  |  | 250 | 21 | 21 | 250 |  | 84159000 | DK
074723-1 | Filter frame, evaporator AC-M5-MKI | 043071 | 5340-22-611-1807 | 1 | 572.00 | 76.60 | 65.70 | 10 | 514.70 | 69.10 | 59.00 |  |  |  |  | 370 | 390 | 30 | 590 |  | 84159000 | DK
074723-2 | Filter frame, evaporator AC-M5-MKI | 043071 | 5340-22-611-1807 | 1 | 572.00 | 76.60 | 65.70 | 10 | 514.70 | 69.10 | 59.00 |  |  |  |  | 370 | 390 | 30 | 590 |  | 84159000 | DK
074723-3 | Filter frame, evaporator AC-M5-MKI | 043071 | 5340-22-611-1807 | 1 | 572.00 | 76.60 | 65.70 | 10 | 514.70 | 69.10 | 59.00 |  |  |  |  | 370 | 390 | 30 | 590 |  | 84159000 | DK
074723-4 | Filter frame, evaporator AC-M5-MKI | 043071 | 5340-22-611-1807 | 1 | 572.00 | 76.60 | 65.70 | 10 | 514.70 | 69.10 | 59.00 |  |  |  |  | 370 | 390 | 30 | 590 |  | 84159000 | DK
074723-5 | Filter frame, evaporator AC-M5-MKI | 043071 | 5340-22-611-1807 | 1 | 572.00 | 76.60 | 65.70 | 10 | 514.70 | 69.10 | 59.00 |  |  |  |  | 370 | 390 | 30 | 590 |  | 84159000 | DK
074723-6 | Filter frame, evaporator AC-M5-MKI | 043071 | 5340-22-611-1807 | 1 | 572.00 | 76.60 | 65.70 | 10 | 514.70 | 69.10 | 59.00 |  |  |  |  | 370 | 390 | 30 | 590 |  | 84159000 | DK
074778 | Drain hose extension, 3 meter |  | 4720-22-624-1118 | 1 | 824.40 | 110.30 | 94.60 | 10 | 741.80 | 99.40 | 85.10 |  |  |  |  | 465 | 270 | 85 | 640 |  | 84159000
074804 | Plastic housing for PCB | 077236 |  | 1 | 137.80 | 18.70 | 16.00 | 10 | 124.00 | 16.80 | 14.40 |  |  |  |  | 200 | 140 | 60 | 130 |  | 39269097 | DK
074813 | Wing nut in chain, for ground connection |  | 5340-22-624-1120 | 1 | 723.50 | 96.90 | 83.10 | 10 | 651.20 | 87.20 | 74.80 |  |  |  |  | 225 | 135 | 30 | 30 |  | 84159000
074871 | Relay, current relay | 074869 |  | 1 | 613.00 | 82.40 | 70.60 | 10 | 551.70 | 74.20 | 63.50 |  |  |  |  | 100 | 100 | 100 | 500 |  | 85364900 | DK
074873 | Relay, overload protection | 074870 |  | 1 | 613.00 | 82.40 | 70.60 | 10 | 551.70 | 74.20 | 63.50 |  |  |  |  | 100 | 100 | 100 | 500 |  | 85364900 | DK
074899 | Sensor, kit, temperature | 077243 |  | 1 | 262.70 | 35.20 | 30.20 | 10 | 236.40 | 31.70 | 27.10 |  |  |  |  | 130 | 130 | 20 | 60 |  | 84159000 | CN
074921 | Fan, 225mm radial, 36 V DC |  |  | 1 | 1848.30 | 247.40 | 212.20 | 10 | 1663.50 | 222.70 | 191.00 |  |  |  |  | 280 | 275 | 155 | 1500 |  | 84159000
074922 | Fan, 310mm, 48 V DC |  |  | 1 | 2348.60 | 314.40 | 269.60 | 10 | 2113.80 | 283.00 | 242.70 |  |  |  |  | 360 | 360 | 360 | 3150 |  | 84159000
074923 | Control board, heat exchanger CC1 70 Rev2 |  |  | 1 | 1478.30 | 197.90 | 169.90 | 10 | 1330.50 | 178.10 | 152.90 |  |  |  |  | 220 | 160 | 90 | 82 |  | 84159000
074924 | Control board, heat exchanger 90 & 120 CC1 Rev2 |  |  | 1 | 1487.30 | 199.10 | 170.80 | 10 | 1338.60 | 179.20 | 153.70 |  |  |  |  | 250 | 175 | 100 | 80 |  | 84159000
075007 | Heating element, 600 W | 081188 |  | 1 | 360.00 | 48.50 | 41.60 | 10 | 324.00 | 43.60 | 37.40 |  |  |  |  | 90 | 60 | 250 | 59 |  | 85168080 | DK
075008 | Heating element, 800 W | 081189 |  | 1 | 387.00 | 52.10 | 44.70 | 10 | 348.30 | 46.90 | 40.20 |  |  |  |  | 250 | 80 | 60 | 70 |  | 85168080 | DK
075071 | Flexibox - Panel filter, ISO C60% (G4) | 077164 |  | 1 | 447.30 | 59.90 | 51.40 | 10 | 357.80 | 47.90 | 41.10 | 50 | 290.70 | 38.90 | 33.40 | 450 | 450 | 130 | 1680 | One pallet contains 50 pcs. of filters | 56031110 | PL
075098 | Pre-assembled cable, power supply cable 230 V AC, 2.5m, white | 077237 |  | 1 | 97.50 | 13.10 | 11.30 | 10 | 87.80 | 11.80 | 10.20 |  |  |  |  | 300 | 100 | 50 | 266 |  | 85444290 | CN
075197 | Rotary compressor | 081869 |  | 1 | 3674.70 | 491.90 | 421.90 | 10 | 3307.20 | 442.70 | 379.70 |  |  |  |  | 250 | 215 | 435 | 23485 |  | 84143020 | DK
075198-2 | Labels | 039572 | 7690-22-625-4174 | 1 | 678.20 | 90.70 | 77.80 | 10 | 610.50 | 81.70 | 69.90 |  |  |  |  | 130 | 220 | 20 | 10 |  | 84159000 | DK
075200 | Overlayer for switch | 039627 | 7690-22-625-4128 | 1 | 631.50 | 84.60 | 72.50 | 10 | 568.40 | 76.10 | 65.10 |  |  |  |  | 130 | 220 | 20 | 10 |  | 84159000
075202 | Cable 2, AC-M5 W | 046655 | 6145-22-625-4186 | 1 | 797.20 | 106.70 | 91.50 | 10 | 717.50 | 96.00 | 82.60 |  |  |  |  | 230 | 230 | 110 | 200 |  | 84159000
075204 | Thermostat | 046696 | 2910-22-625-4187 | 1 | 608.60 | 81.50 | 69.90 | 10 | 547.70 | 73.30 | 62.90 |  |  |  |  | 225 | 135 | 30 | 10 |  | 84159000
075206 | Thermostat | 513641 | 2910-22-625-4159 | 1 | 481.30 | 64.40 | 55.30 | 10 | 433.20 | 58.00 | 49.70 |  |  |  |  | 225 | 135 | 30 | 10 |  | 84159000
075210 | CC Display unit |  |  | 1 | 1150.10 | 166.30 | 142.60 | 10 | 1035.10 | 149.70 | 128.30 |  |  |  |  | 190 | 200 | 40 | 170 |  | 84159000 | DK
075224 | Evaporator coil, 525 x 735 x 44 | 081871 |  | 1 | 4351.70 | 582.70 | 499.80 | 10 | 3916.50 | 524.40 | 449.80 |  |  |  |  | 800 | 600 | 60 | 5000 |  | 84189910 | DK
075225 | Condenser, 525 x 745 x 65 |  |  | 1 | 4628.00 | 619.50 | 531.30 | 10 | 4165.20 | 557.60 | 478.20 |  |  |  |  | 800 | 750 | 70 | 4000 |  | 84189910 | DK
075226 | Water heating coil, 2RR, 525 x 735 x 44 |  |  | 1 | 4183.90 | 560.00 | 480.40 | 10 | 3765.50 | 504.00 | 432.40 |  |  |  |  | 550 | 750 | 50 | 5500 |  | 84195020 | DK
075227 | 3RR, 525 x 735 x 65 |  |  | 1 | 3083.40 | 412.80 | 354.00 | 10 | 2775.10 | 371.50 | 318.60 |  |  |  |  | 550 | 750 | 50 | 8200 |  | 84195020 | DK
075250 | Condenser fan EC 230V |  |  | 1 | 16088.00 | 2153.70 | 1847.10 | 10 | 14479.20 | 1938.30 | 1662.40 |  |  |  |  | 750 | 750 | 360 | 9700 |  | 84159000 | DE
075252 | Compressor, 3/400 V/50 Hz |  |  | 1 | 9107.50 | 1219.20 | 1045.60 | 10 | 8196.80 | 1097.30 | 941.10 |  |  |  |  | 330 | 330 | 510 | 40000 |  | 84159000
075255 | CC4 controller w. software config. for Combo |  |  | 1 | 3204.80 | 429.00 | 367.90 | 10 | 2884.30 | 386.10 | 331.10 |  |  |  |  | 245 | 170 | 100 | 168 |  | 84159000
075258-1 | Cpl. Front for trapdoor MKI |  |  | 1 | 2253.50 | 301.60 | 258.60 | 10 | 2028.20 | 271.40 | 232.70 |  |  |  |  | 780 | 570 | 170 | 5380 |  | 84159000 | DK
075258-2 | Cpl. Front for trapdoor MKI |  |  | 1 | 2253.50 | 301.60 | 258.60 | 10 | 2028.20 | 271.40 | 232.70 |  |  |  |  | 780 | 570 | 170 | 5380 |  | 84159000 | DK
075258-3 | Cpl. Front for trapdoor MKI |  |  | 1 | 2253.50 | 301.60 | 258.60 | 10 | 2028.20 | 271.40 | 232.70 |  |  |  |  | 780 | 570 | 170 | 5380 |  | 84159000 | DK
075263 | Damper motor, DC 48, 110 V, 50/60 Hz | 075254 |  | 1 | 1497.70 | 200.50 | 171.90 | 10 | 1347.90 | 180.40 | 154.80 |  |  |  |  | 0 | 0 | 0 | 700 |  | 85011010 | DK
075273 | Panel filter, ePM10 70%, 785 x 500 x 48 mm - with plastic frame |  |  | 1 | 775.90 | 103.90 | 89.10 | 10 | 698.30 | 93.50 | 80.20 |  |  |  |  | 785 | 500 | 48 | 2392 |  | 56031110 | PL
075274 | Panel filter, ePM1 55%, 785 x 500 x 48 mm - with plastic frame |  |  | 1 | 782.40 | 104.70 | 89.80 | 10 | 704.10 | 94.30 | 80.80 |  |  |  |  | 785 | 500 | 48 | 2690 |  | 56031110 | PL
075314-1 | Cover complete with insulation |  |  | 1 | 4331.90 | 579.90 | 497.30 | 10 | 3899.00 | 522.00 | 447.60 |  |  |  |  | 840 | 675 | 390 | 5500 |  | 84159000 | DK
075314-10 | Cover complete with insulation |  |  | 1 | 4331.90 | 579.90 | 497.30 | 10 | 3899.00 | 522.00 | 447.60 |  |  |  |  | 840 | 675 | 390 | 5500 |  | 84159000 | DK
075314-11 | Cover complete with insulation |  |  | 1 | 4331.90 | 579.90 | 497.30 | 10 | 3899.00 | 522.00 | 447.60 |  |  |  |  | 840 | 675 | 390 | 5500 |  | 84159000 | DK
075314-12 | Cover complete with insulation |  |  | 1 | 4331.90 | 579.90 | 497.30 | 10 | 3899.00 | 522.00 | 447.60 |  |  |  |  | 840 | 675 | 390 | 5500 |  | 84159000 | DK
075314-13 | Cover complete with insulation |  |  | 1 | 4331.90 | 579.90 | 497.30 | 10 | 3899.00 | 522.00 | 447.60 |  |  |  |  | 840 | 675 | 390 | 5500 |  | 84159000 | DK
075314-14 | Cover complete with insulation |  |  | 1 | 4331.90 | 579.90 | 497.30 | 10 | 3899.00 | 522.00 | 447.60 |  |  |  |  | 840 | 675 | 390 | 5500 |  | 84159000 | DK
075314-15 | Cover complete with insulation |  |  | 1 | 4331.90 | 579.90 | 497.30 | 10 | 3899.00 | 522.00 | 447.60 |  |  |  |  | 840 | 675 | 390 | 5500 |  | 84159000 | DK
075314-16 | Cover complete with insulation |  |  | 1 | 4331.90 | 579.90 | 497.30 | 10 | 3899.00 | 522.00 | 447.60 |  |  |  |  | 840 | 675 | 390 | 5500 |  | 84159000 | DK
075314-2 | Cover complete with insulation |  |  | 1 | 4331.90 | 579.90 | 497.30 | 10 | 3899.00 | 522.00 | 447.60 |  |  |  |  | 840 | 675 | 390 | 5500 |  | 84159000 | DK
075314-3 | Cover complete with insulation |  |  | 1 | 4331.90 | 579.90 | 497.30 | 10 | 3899.00 | 522.00 | 447.60 |  |  |  |  | 840 | 675 | 390 | 5500 |  | 84159000 | DK
075314-4 | Cover complete with insulation |  |  | 1 | 4331.90 | 579.90 | 497.30 | 10 | 3899.00 | 522.00 | 447.60 |  |  |  |  | 840 | 675 | 390 | 5500 |  | 84159000 | DK
075314-5 | Cover complete with insulation |  |  | 1 | 4331.90 | 579.90 | 497.30 | 10 | 3899.00 | 522.00 | 447.60 |  |  |  |  | 840 | 675 | 390 | 5500 |  | 84159000 | DK
075314-6 | Cover complete with insulation |  |  | 1 | 4331.90 | 579.90 | 497.30 | 10 | 3899.00 | 522.00 | 447.60 |  |  |  |  | 840 | 675 | 390 | 5500 |  | 84159000 | DK
075314-7 | Cover complete with insulation |  |  | 1 | 4331.90 | 579.90 | 497.30 | 10 | 3899.00 | 522.00 | 447.60 |  |  |  |  | 840 | 675 | 390 | 5500 |  | 84159000 | DK
075314-8 | Cover complete with insulation |  |  | 1 | 4331.90 | 579.90 | 497.30 | 10 | 3899.00 | 522.00 | 447.60 |  |  |  |  | 840 | 675 | 390 | 5500 |  | 84159000 | DK
075314-9 | Cover complete with insulation |  |  | 1 | 4331.90 | 579.90 | 497.30 | 10 | 3899.00 | 522.00 | 447.60 |  |  |  |  | 840 | 675 | 390 | 5500 |  | 84159000 | DK
075321-1 | Base plate, complete |  |  | 1 | 5205.00 | 696.80 | 598.00 | 10 | 4684.50 | 627.10 | 537.80 |  |  |  |  | 800 | 800 | 800 | 30000 |  | 84159000 | DK
075321-10 | Base plate, complete |  |  | 1 | 5205.00 | 696.80 | 598.00 | 10 | 4684.50 | 627.10 | 537.80 |  |  |  |  | 800 | 800 | 800 | 30000 |  | 84159000 | DK
075321-2 | Base plate, complete |  |  | 1 | 5205.00 | 696.80 | 598.00 | 10 | 4684.50 | 627.10 | 537.80 |  |  |  |  | 800 | 800 | 800 | 30000 |  | 84159000 | DK
075321-3 | Base plate, complete |  |  | 1 | 5205.00 | 696.80 | 598.00 | 10 | 4684.50 | 627.10 | 537.80 |  |  |  |  | 800 | 800 | 800 | 30000 |  | 84159000 | DK
075321-4 | Base plate, complete |  |  | 1 | 5205.00 | 696.80 | 598.00 | 10 | 4684.50 | 627.10 | 537.80 |  |  |  |  | 800 | 800 | 800 | 30000 |  | 84159000 | DK
075321-5 | Base plate, complete |  |  | 1 | 5205.00 | 696.80 | 598.00 | 10 | 4684.50 | 627.10 | 537.80 |  |  |  |  | 800 | 800 | 800 | 30000 |  | 84159000 | DK
075321-6 | Base plate, complete |  |  | 1 | 5205.00 | 696.80 | 598.00 | 10 | 4684.50 | 627.10 | 537.80 |  |  |  |  | 800 | 800 | 800 | 30000 |  | 84159000 | DK
075321-7 | Base plate, complete |  |  | 1 | 5205.00 | 696.80 | 598.00 | 10 | 4684.50 | 627.10 | 537.80 |  |  |  |  | 800 | 800 | 800 | 30000 |  | 84159000 | DK
075321-8 | Base plate, complete |  |  | 1 | 5205.00 | 696.80 | 598.00 | 10 | 4684.50 | 627.10 | 537.80 |  |  |  |  | 800 | 800 | 800 | 30000 |  | 84159000 | DK
075321-9 | Base plate, complete |  |  | 1 | 5205.00 | 696.80 | 598.00 | 10 | 4684.50 | 627.10 | 537.80 |  |  |  |  | 800 | 800 | 800 | 30000 |  | 84159000 | DK
075323 | Wheel for door |  | 5340-22-624-3656 | 1 | 757.30 | 101.40 | 86.70 | 10 | 681.50 | 91.30 | 78.10 |  |  |  |  | 0 | 0 | 0 | 400 |  | 84159000 | DK
075326 | Protection folie for door |  | 5340-22-624-3657 | 1 | 296.90 | 39.70 | 34.10 | 10 | 267.20 | 35.80 | 30.70 |  |  |  |  | 0 | 0 | 0 | 300 |  | 84159000 | DK
075336 | Power plug, 2 pos. |  |  | 1 | 36.60 | 4.90 | 4.30 | 10 | 32.90 | 4.40 | 3.90 |  |  |  |  | 30 | 20 | 20 | 5 |  | 85369010 | DK
075338 | Rotary switch K & N Cg8-dkc178 E Heat / off / vent / aut |  | 5930-22-623-7273 | 1 | 1252.30 | 167.60 | 143.80 | 10 | 1127.10 | 150.90 | 129.40 |  |  |  |  | 195 | 11 | 95 | 110 |  | 84159000
075341 | Power supply cable |  | 6150-22-626-3958 | 1 | 1420.80 | 190.40 | 163.20 | 10 | 1278.80 | 171.60 | 146.80 |  |  |  |  | 310 | 310 | 140 | 200 |  | 84159000
075343 | Control lamp + gasket, yellow, 10 pcs. |  | 6240-22-626-3960 | 1 | 239.50 | 32.00 | 27.60 | 10 | 215.70 | 28.60 | 25.00 |  |  |  |  | 150 | 105 | 70 | 70 |  | 84159000
075402 | Function switch | 51750 | 5930-22-608-3450 | 1 | 1177.10 | 157.60 | 135.10 | 10 | 1059.40 | 141.90 | 121.90 |  |  |  |  | 195 | 110 | 95 | 130 |  | 84159000
075404 | Contactor CI 9 24 V |  | 5945-22-620-7951 | 1 | 594.70 | 79.60 | 68.30 | 10 | 535.20 | 71.70 | 61.50 |  |  |  |  | 195 | 110 | 950 | 290 |  | 84159000
075406 | Earth terminal |  | 5940-22-626-3968 | 1 | 530.20 | 71.00 | 60.60 | 10 | 477.00 | 64.10 | 54.80 |  |  |  |  | 110 | 90 | 60 | 50 |  | 84159000
075408 | Rubber grommet, DG16, 25 pcs |  |  | 1 | 576.00 | 77.00 | 66.20 | 10 | 518.30 | 69.40 | 59.50 |  |  |  |  | 225 | 135 | 30 | 10 |  | 84159000
075411 | Power supply cable |  | 6150-22-626-3975 | 1 | 1382.70 | 185.10 | 158.80 | 10 | 1244.50 | 166.60 | 142.90 |  |  |  |  | 310 | 310 | 140 | 250 |  | 84159000
075465 | Damper | 081866 |  | 1 | 1897.50 | 254.10 | 217.70 | 10 | 1707.80 | 228.70 | 195.90 |  |  |  |  | 580 | 410 | 150 | 2042 |  | 84159000 | IT
075483 | Rubber buttom, black 5 pcs. | 019483 | 5930-22-611-9444 | 1 | 766.10 | 102.50 | 88.20 | 10 | 689.40 | 92.40 | 79.50 |  |  |  |  | 225 | 135 | 30 | 10 |  | 84159000
075484 | Softstarter | 295171 | 5999-22-618-4103 | 1 | 3171.90 | 424.50 | 364.20 | 10 | 2854.90 | 382.20 | 327.70 |  |  |  |  | 195 | 150 | 60 | 640 |  | 84159000
075488 | Insulating material, filter gasket | 077241 |  | 1 | 23.30 | 3.20 | 2.70 | 10 | 21.00 | 2.90 | 2.40 |  |  |  |  | 155 | 50 | 20 | 5 |  | 39201089 | DK
075499-1 | Fan, evaporator | 018524 |  | 1 | 4729.80 | 633.30 | 543.10 | 10 | 4256.90 | 570.00 | 488.90 |  |  |  |  | 480 | 480 | 480 | 22390 |  | 84159000
075499-2 | Fan, evaporator | 018524 |  | 1 | 4729.80 | 633.30 | 543.10 | 10 | 4256.90 | 570.00 | 488.90 |  |  |  |  | 480 | 480 | 480 | 22390 |  | 84159000
075621 | Valve, 3/8 x 1/2 x 1/4 |  |  | 1 | 1794.80 | 240.30 | 206.10 | 10 | 1615.30 | 216.20 | 185.50 |  |  |  |  | 245 | 170 | 95 | 442 |  | 90321080
075752 | Hose, tube kit with 1m tube and 1 hose clip | 086697 |  | 1 | 111.00 | 14.80 | 12.80 | 10 | 99.90 | 13.30 | 11.50 |  |  |  |  | 300 | 300 | 25 | 88 |  | 39173100 | DK
075780 | Counter nut, brass 10 stk. | 527570 | 5310-22-608-6146 | 1 | 476.20 | 63.80 | 54.80 | 10 | 428.80 | 57.30 | 49.20 |  |  |  |  | 225 | 135 | 30 | 30 |  | 84159000
075809-1 | Capacitor | 295151 |  | 1 | 665.80 | 89.30 | 76.30 | 10 | 599.20 | 80.30 | 68.80 |  |  |  |  | 195 | 110 | 950 | 80 |  | 84159000
075809-2 | Capacitor | 295151 |  | 1 | 665.80 | 89.30 | 76.30 | 10 | 599.20 | 80.30 | 68.80 |  |  |  |  | 195 | 110 | 950 | 80 |  | 84159000
075811-1 | Motor circuit breaker | 295153 |  | 1 | 504.10 | 67.50 | 57.90 | 10 | 453.70 | 60.70 | 52.10 |  |  |  |  | 195 | 110 | 95 | 110 |  | 84159000
075812 | Phase surveillance relay | 295154 | 5999-22-618-4083 | 1 | 1142.30 | 152.80 | 131.10 | 10 | 1028.00 | 137.60 | 117.90 |  |  |  |  | 195 | 110 | 95 | 110 |  | 84159000
075813-1 | Timer On-delay | 295155 |  | 1 | 1212.40 | 162.30 | 139.20 | 10 | 1091.10 | 146.10 | 125.30 |  |  |  |  | 195 | 110 | 95 | 110 |  | 84159000
075814 | Pluggable relay, 24V | 295156 | 5999-22-618-4086 | 1 | 863.20 | 115.60 | 99.10 | 10 | 777.00 | 104.20 | 89.30 |  |  |  |  | 195 | 110 | 95 | 60 |  | 84159000
075815-1 | Hour counter 24VAC 50Hz | 295161 |  | 1 | 515.50 | 69.10 | 59.30 | 10 | 464.20 | 62.10 | 53.40 |  |  |  |  | 225 | 135 | 30 | 400 |  | 84159000
075817 | Load Break switch | 295163 | 5930-22-618-4092 | 1 | 810.20 | 108.50 | 93.00 | 10 | 729.20 | 97.60 | 83.70 |  |  |  |  | 195 | 110 | 95 | 500 |  | 84159000
075818-1 | Auxiliary contact | 295165 |  | 1 | 628.10 | 84.10 | 72.10 | 10 | 565.30 | 75.70 | 64.90 |  |  |  |  | 195 | 110 | 95 | 70 |  | 84159000
075819-1 | Motor circuit breaker | 295166 |  | 1 | 1320.50 | 176.80 | 151.60 | 10 | 1188.40 | 159.10 | 136.40 |  |  |  |  | 195 | 110 | 95 | 280 |  | 84159000
075820 | Motor circuit breaker | 295167 | 5925-22-618-4101 | 1 | 893.40 | 119.60 | 102.60 | 10 | 804.00 | 107.60 | 92.30 |  |  |  |  | 195 | 110 | 95 | 280 |  | 84159000
075821 | Contactor 6A | 295169 | 6110-22-618-4156 | 1 | 502.40 | 67.30 | 57.70 | 10 | 452.20 | 60.50 | 51.90 |  |  |  |  | 195 | 110 | 95 | 170 |  | 84159000
075822-1 | Contactor 18A | 295170 |  | 1 | 667.60 | 89.40 | 76.70 | 10 | 600.90 | 80.40 | 69.00 |  |  |  |  | 195 | 110 | 950 | 340 |  | 84159000
075823 | Contactor | 295172 | 5930-22-618-4104 | 1 | 202.50 | 26.90 | 23.30 | 10 | 182.20 | 24.40 | 21.10 |  |  |  |  | 225 | 135 | 30 | 20 |  | 84159000
075825 | Function switch - 5 pos | 295173,109612 | 5930-22-618-4105 | 1 | 1236.10 | 165.50 | 141.90 | 10 | 1112.50 | 148.90 | 127.70 |  |  |  |  | 195 | 110 | 95 | 130 |  | 84159000
075826 | Female socket | 295174 | 5935-22-618-4106 | 1 | 583.50 | 78.10 | 67.10 | 10 | 525.10 | 70.20 | 60.40 |  |  |  |  | 225 | 135 | 30 | 30 |  | 84159000
075827 | Protection for Female socket 075826 | 295175 | 6110-22-618-4109 | 1 | 482.70 | 64.90 | 55.60 | 10 | 434.40 | 58.40 | 50.00 |  |  |  |  | 225 | 135 | 30 | 10 |  | 84159000
075831 | Filter kit |  |  | 1 | 2449.90 | 328.00 | 281.30 | 10 | 2204.90 | 295.20 | 253.20 |  |  |  |  | 605 | 500 | 200 | 2230 |  | 84159000
075990 | Fitting, oil filter | 075990-1,213090,075990-2,075990-6,075990-3,075990-5,075990-7 |  | 1 | 121.90 | 16.30 | 14.00 | 10 | 109.50 | 14.60 | 12.70 |  |  |  |  | 100 | 50 | 50 | 50 |  | 73269098 | DK
075998 | Cable set, alarm signal plug | 087959 |  | 1 | 61.90 | 8.50 | 7.30 | 10 | 55.70 | 7.70 | 6.60 |  |  |  |  | 200 | 200 | 50 | 100 |  | 85444290 | CN
076021 | Cable set, for LEDs CDT 30, 40, 60 | 045938 |  | 1 | 685.00 | 91.70 | 78.60 | 10 | 616.50 | 82.50 | 70.80 |  |  |  |  | 100 | 100 | 20 | 100 |  | 85444290 | PL
076113-1 | Plate for thermostat | 078349 |  | 1 | 882.90 | 118.20 | 101.40 | 10 | 794.70 | 106.40 | 91.30 |  |  |  |  | 320 | 230 | 130 | 200 |  | 73229000
076161 | Cable set for LEDs CDT 90 | 045938 |  | 1 | 883.10 | 118.20 | 101.40 | 10 | 794.80 | 106.40 | 91.20 |  |  |  |  | 100 | 100 | 10 | 100 |  | 85444290 | PL
076172-1 | Fitting for copper tube |  |  | 1 | 688.50 | 92.10 | 79.10 | 10 | 619.70 | 82.90 | 71.30 |  |  |  |  | 150 | 100 | 100 | 150 |  | 84159000
076172-2 | Fitting for copper tube |  |  | 1 | 688.50 | 92.10 | 79.10 | 10 | 619.70 | 82.90 | 71.30 |  |  |  |  | 150 | 100 | 100 | 150 |  | 84159000
076172-3 | Fitting for copper tube |  |  | 1 | 688.50 | 92.10 | 79.10 | 10 | 619.70 | 82.90 | 71.30 |  |  |  |  | 150 | 100 | 100 | 150 |  | 84159000
076172-4 | Fitting for copper tube |  |  | 1 | 688.50 | 92.10 | 79.10 | 10 | 619.70 | 82.90 | 71.30 |  |  |  |  | 150 | 100 | 100 | 150 |  | 84159000
076172-5 | Fitting for copper tube |  |  | 1 | 688.50 | 92.10 | 79.10 | 10 | 619.70 | 82.90 | 71.30 |  |  |  |  | 150 | 100 | 100 | 150 |  | 84159000
076172-6 | Fitting for copper tube |  |  | 1 | 688.50 | 92.10 | 79.10 | 10 | 619.70 | 82.90 | 71.30 |  |  |  |  | 150 | 100 | 100 | 150 |  | 84159000
076174-1 | Fixture, condenser 2 pcs. |  |  | 1 | 762.10 | 101.90 | 87.60 | 10 | 686.00 | 91.80 | 78.60 |  |  |  |  | 150 | 100 | 100 | 150 |  | 84159000
076174-2 | Fixture, condenser 2 pcs. |  |  | 1 | 762.10 | 101.90 | 87.60 | 10 | 686.00 | 91.80 | 78.60 |  |  |  |  | 150 | 100 | 100 | 150 |  | 84159000
076174-3 | Fixture, condenser 2 pcs. |  |  | 1 | 762.10 | 101.90 | 87.60 | 10 | 686.00 | 91.80 | 78.60 |  |  |  |  | 150 | 100 | 100 | 150 |  | 84159000
076174-4 | Fixture, condenser 2 pcs. |  |  | 1 | 762.10 | 101.90 | 87.60 | 10 | 686.00 | 91.80 | 78.60 |  |  |  |  | 150 | 100 | 100 | 150 |  | 84159000
076174-5 | Fixture, condenser 2 pcs. |  |  | 1 | 762.10 | 101.90 | 87.60 | 10 | 686.00 | 91.80 | 78.60 |  |  |  |  | 150 | 100 | 100 | 150 |  | 84159000
076174-6 | Fixture, condenser 2 pcs. |  |  | 1 | 762.10 | 101.90 | 87.60 | 10 | 686.00 | 91.80 | 78.60 |  |  |  |  | 150 | 100 | 100 | 150 |  | 84159000
076176-1 | Condenser side plate |  |  | 1 | 1693.70 | 226.60 | 194.10 | 10 | 1524.40 | 204.20 | 174.60 |  |  |  |  | 1027 | 639 | 20 | 2800 |  | 84159000
076177-1 | Condenser end plate |  | 4130-22-624-7483 | 1 | 1765.90 | 235.90 | 202.20 | 10 | 1589.00 | 212.60 | 182.00 |  |  |  |  | 840 | 675 | 390 | 2500 |  | 84159000
076178 | End plate with box (without hatch and controller) |  | 4130-22-624-7484 | 1 | 6317.20 | 845.20 | 725.30 | 10 | 5685.40 | 760.70 | 652.90 |  |  |  |  | 300 | 300 | 300 | 3000 |  | 84159000
076179-1 | Side plate, Evaporator |  |  | 1 | 2313.50 | 309.20 | 265.10 | 10 | 2082.20 | 278.50 | 238.70 |  |  |  |  | 1100 | 650 | 50 | 2800 |  | 84159000
076180-1 | Inspection plate for panel filter |  |  | 1 | 1536.80 | 205.80 | 175.60 | 10 | 1383.20 | 185.00 | 158.10 |  |  |  |  | 650 | 230 | 50 | 500 |  | 84159000
076180-2 | Inspection plate for panel filter |  |  | 1 | 1536.80 | 205.80 | 175.60 | 10 | 1383.20 | 185.00 | 158.10 |  |  |  |  | 650 | 230 | 50 | 500 |  | 84159000
076181-1 | End plate, intake |  |  | 1 | 3302.70 | 441.70 | 379.10 | 10 | 2972.50 | 397.60 | 341.20 |  |  |  |  | 500 | 500 | 300 | 1700 |  | 84159000
076182 | Plate with hose lock system |  | 5999-22-624-7489 | 1 | 2288.00 | 305.80 | 262.80 | 10 | 2059.10 | 275.20 | 236.40 |  |  |  |  | 730 | 610 | 150 | 1000 |  | 84159000
076183-1 | Controller w. heat and w. softstarter |  |  | 1 | 49454.50 | 6620.40 | 5677.80 | 10 | 44509.10 | 5958.60 | 5109.70 |  |  |  |  | 520 | 350 | 100 | 1000 |  | 84159000
076183-2 | Controller w. heat and w. softstarter |  |  | 1 | 49454.50 | 6620.40 | 5677.80 | 10 | 44509.10 | 5958.60 | 5109.70 |  |  |  |  | 520 | 350 | 100 | 1000 |  | 84159000
076185 | Protections cap for Power plug |  | 6110-22-624-7492 | 1 | 756.80 | 101.10 | 85.90 | 10 | 681.20 | 91.00 | 77.30 |  |  |  |  | 222 | 162 | 92 | 300 |  | 84159000
076197 | Fixture for receiver |  |  | 1 | 750.30 | 100.60 | 85.90 | 10 | 675.40 | 90.40 | 77.30 |  |  |  |  | 150 | 100 | 100 | 300 |  | 84159000
076270 | Fitting, supporting bracket for boiler, deck |  | 4520-22-126-7350 | 1 | 187.30 | 25.00 | 21.60 | 10 | 168.50 | 22.50 | 19.30 |  |  |  |  | 330 | 76 | 40 | 200 |  | 73269098 | DK
076531-1 | Fitting, carrying handle |  |  | 1 | 114.80 | 15.50 | 13.20 | 10 | 103.40 | 14.00 | 11.80 |  |  |  |  | 0 | 0 | 0 | 1664 |  | 84159000 | DK
076531-2 | Fitting, carrying handle |  |  | 1 | 114.80 | 15.50 | 13.20 | 10 | 103.40 | 14.00 | 11.80 |  |  |  |  | 0 | 0 | 0 | 1664 |  | 84159000 | DK
076531-3 | Fitting, carrying handle |  |  | 1 | 114.80 | 15.50 | 13.20 | 10 | 103.40 | 14.00 | 11.80 |  |  |  |  | 0 | 0 | 0 | 1664 |  | 84159000 | DK
076531-4 | Fitting, carrying handle |  |  | 1 | 114.80 | 15.50 | 13.20 | 10 | 103.40 | 14.00 | 11.80 |  |  |  |  | 0 | 0 | 0 | 1664 |  | 84159000 | DK
076531-5 | Fitting, carrying handle |  |  | 1 | 114.80 | 15.50 | 13.20 | 10 | 103.40 | 14.00 | 11.80 |  |  |  |  | 0 | 0 | 0 | 1664 |  | 84159000 | DK
076531-6 | Fitting, carrying handle |  |  | 1 | 114.80 | 15.50 | 13.20 | 10 | 103.40 | 14.00 | 11.80 |  |  |  |  | 0 | 0 | 0 | 1664 |  | 84159000 | DK
076531-7 | Fitting, carrying handle |  |  | 1 | 114.80 | 15.50 | 13.20 | 10 | 103.40 | 14.00 | 11.80 |  |  |  |  | 0 | 0 | 0 | 1664 |  | 84159000 | DK
076532-1 | Rear cover plate, for handle |  |  | 1 | 83.40 | 10.90 | 9.60 | 10 | 75.00 | 9.90 | 8.70 |  |  |  |  | 105 | 66 | 2 | 105 |  | 73269098 | DK
076532-2 | Rear cover plate, for handle |  |  | 1 | 83.40 | 10.90 | 9.60 | 10 | 75.00 | 9.90 | 8.70 |  |  |  |  | 105 | 66 | 2 | 105 |  | 73269098 | DK
076532-3 | Rear cover plate, for handle |  |  | 1 | 83.40 | 10.90 | 9.60 | 10 | 75.00 | 9.90 | 8.70 |  |  |  |  | 105 | 66 | 2 | 105 |  | 73269098 | DK
076532-4 | Rear cover plate, for handle |  |  | 1 | 83.40 | 10.90 | 9.60 | 10 | 75.00 | 9.90 | 8.70 |  |  |  |  | 105 | 66 | 2 | 105 |  | 73269098 | DK
076532-5 | Rear cover plate, for handle |  |  | 1 | 83.40 | 10.90 | 9.60 | 10 | 75.00 | 9.90 | 8.70 |  |  |  |  | 105 | 66 | 2 | 105 |  | 73269098 | DK
076532-6 | Rear cover plate, for handle |  |  | 1 | 83.40 | 10.90 | 9.60 | 10 | 75.00 | 9.90 | 8.70 |  |  |  |  | 105 | 66 | 2 | 105 |  | 73269098 | DK
076532-7 | Rear cover plate, for handle |  |  | 1 | 83.40 | 10.90 | 9.60 | 10 | 75.00 | 9.90 | 8.70 |  |  |  |  | 105 | 66 | 2 | 105 |  | 73269098 | DK
076991-2 | Compressor Copeland |  | 4130-22-624-7838 | 1 | 6614.50 | 885.70 | 759.30 | 10 | 5953.10 | 797.10 | 683.40 |  |  |  |  | 0 | 0 | 0 | 26000 |  | 84159000
076992 | Contactor |  | 5945-22-624-7839 | 1 | 789.00 | 105.60 | 90.70 | 10 | 710.40 | 95.00 | 81.70 |  |  |  |  | 0 | 0 | 0 | 400 |  | 84159000
077022 | Controller with remote |  |  | 1 | 2382.10 | 318.80 | 273.50 | 10 | 2143.90 | 286.90 | 246.20 |  |  |  |  | 310 | 180 | 85 | 320 |  | 84159000
077029 | HCV 5 Filter, 1 x ePM1 70% (F7) |  |  | 1 | 5205 | 696.8 | 598 | 10 | 4684.5 | 627.1 | 537.8 |  |  |  |  | 434 | 184 | 48 | 250 |  | 56031110 | PL
077055 | Damper motor, 230VAC 2Nm |  |  | 1 | 957.50 | 128.30 | 109.90 | 10 | 861.80 | 115.50 | 98.90 |  |  |  |  | 0 | 0 | 0 | 220 |  | 85011010 | CH
077068 | Coil 24 V/50 Hz/6 W | 077188 |  | 1 | 413.80 | 55.40 | 47.50 | 10 | 372.40 | 49.80 | 42.80 |  |  |  |  | 0 | 0 | 0 | 118 |  | 84135080 | DK
077137-1 | Support for oil burner | 211651 |  | 1 | 1133.90 | 151.60 | 130.30 | 10 | 1020.40 | 136.40 | 117.10 |  |  |  |  | 0 | 0 | 0 | 2000 |  | 73229000
077137-2 | Support for oil burner | 211651 |  | 1 | 1133.90 | 151.60 | 130.30 | 10 | 1020.40 | 136.40 | 117.10 |  |  |  |  | 0 | 0 | 0 | 2000 |  | 73229000
077137-3 | Support for oil burner | 211651 |  | 1 | 1133.90 | 151.60 | 130.30 | 10 | 1020.40 | 136.40 | 117.10 |  |  |  |  | 0 | 0 | 0 | 2000 |  | 73229000
077137-4 | Support for oil burner | 211651 |  | 1 | 1133.90 | 151.60 | 130.30 | 10 | 1020.40 | 136.40 | 117.10 |  |  |  |  | 0 | 0 | 0 | 2000 |  | 73229000
077148 | Antenna | 090658,090658 |  | 1 | 154.80 | 20.70 | 17.80 | 10 | 139.30 | 18.70 | 16.00 |  |  |  |  | 156 | 14 | 14 | 20 |  | 85291069 | CN
077161 | Fan |  |  | 1 | 3912.00 | 523.70 | 449.10 | 10 | 3520.80 | 471.30 | 404.20 |  |  |  |  | 360 | 360 | 360 | 4490 |  | 84159000
077213 | E-PROM (empty), SD card, minimum 2 GB |  |  | 1 | 174.80 | 23.40 | 20.10 | 10 | 157.40 | 21.10 | 18.10 |  |  |  |  | 31 | 24 | 2 | 1 |  | 85423255 | DK
077229-2 | EPS cover kit |  |  | 1 | 787.80 | 105.50 | 90.40 | 10 | 709.00 | 94.90 | 81.40 |  |  |  |  | 770 | 470 | 170 | 430 |  | 84159000
077230-2 | EPS cover kit |  |  | 1 | 720.40 | 96.70 | 82.90 | 10 | 648.40 | 87.00 | 74.60 |  |  |  |  | 740 | 620 | 165 | 510 |  | 84159000
077231-2 | By-pass motor without cable |  |  | 1 | 979.80 | 131.20 | 112.50 | 10 | 881.80 | 118.10 | 101.20 |  |  |  |  | 195 | 110 | 90 | 150 |  | 84159000 | CH
077234-6 | Controller, main |  |  | 1 | 2552.00 | 341.90 | 293.10 | 10 | 2296.80 | 307.70 | 263.80 |  |  |  |  | 235 | 235 | 115 | 320 |  | 84159000 | DK
077238 | Hub cap 20 pcs. |  | 2530-22-611-5535 | 1 | 676.50 | 90.60 | 77.70 | 10 | 608.80 | 81.50 | 69.90 |  |  |  |  | 350 | 245 | 50 | 140 |  | 84159000
077244-1 | Heat exchanger |  |  | 1 | 1844.60 | 247.00 | 211.90 | 10 | 1660.10 | 222.30 | 190.70 |  |  |  |  | 590 | 390 | 360 | 11000 |  | 84159000
077246-2 | Heat exchanger, 550mm, | 077244 |  | 1 | 3706.30 | 496.30 | 425.60 | 10 | 3335.70 | 446.70 | 383.00 |  |  |  |  | 680 | 680 | 480 | 11000 |  | 84159000
077256 | Soft-start unit | 075257 |  | 1 | 4023.60 | 538.60 | 461.90 | 10 | 3621.20 | 484.80 | 415.80 |  |  |  |  | 0 | 0 | 0 | 462 |  | 85429000 | DK
077340-1 | Base plate, for fork lift truck runners |  |  | 1 | 740.20 | 99.10 | 84.80 | 10 | 666.00 | 89.30 | 76.30 |  |  |  |  | 1228 | 350 | 70 | 2900 |  | 73269098
077340-2 | Base plate, for fork lift truck runners |  |  | 1 | 740.20 | 99.10 | 84.80 | 10 | 666.00 | 89.30 | 76.30 |  |  |  |  | 1228 | 350 | 70 | 2900 |  | 73269098
077340-3 | Base plate, for fork lift truck runners |  |  | 1 | 740.20 | 99.10 | 84.80 | 10 | 666.00 | 89.30 | 76.30 |  |  |  |  | 1228 | 350 | 70 | 2900 |  | 73269098
077340-4 | Base plate, for fork lift truck runners |  |  | 1 | 740.20 | 99.10 | 84.80 | 10 | 666.00 | 89.30 | 76.30 |  |  |  |  | 1228 | 350 | 70 | 2900 |  | 73269098
077340-5 | Base plate, for fork lift truck runners |  |  | 1 | 740.20 | 99.10 | 84.80 | 10 | 666.00 | 89.30 | 76.30 |  |  |  |  | 1228 | 350 | 70 | 2900 |  | 73269098
077590 | Rear cover plate, mounting plate for VAM 25/40 |  | 5340-22-611-1542 | 1 | 87.60 | 11.50 | 10.10 | 10 | 78.60 | 10.40 | 9.30 |  |  |  |  | 175 | 64 | 10 | 64 |  | 73269098
077720 | Packing for lid for jerry can |  | 5330-22-124-5074 | 1 | 20.40 | 2.70 | 2.30 | 10 | 18.30 | 2.50 | 2.10 |  |  |  |  | 100 | 100 | 50 | 12 |  | 84159000
077910-1 | Holder, tool bag |  |  | 1 | 126.40 | 16.80 | 14.60 | 10 | 114.00 | 15.20 | 13.20 |  |  |  |  | 55 | 40 | 40 | 200 |  | 73269098
077910-2 | Holder, tool bag |  |  | 1 | 126.40 | 16.80 | 14.60 | 10 | 114.00 | 15.20 | 13.20 |  |  |  |  | 55 | 40 | 40 | 200 |  | 73269098
077910-3 | Holder, tool bag |  |  | 1 | 126.40 | 16.80 | 14.60 | 10 | 114.00 | 15.20 | 13.20 |  |  |  |  | 55 | 40 | 40 | 200 |  | 73269098
077910-4 | Holder, tool bag |  |  | 1 | 126.40 | 16.80 | 14.60 | 10 | 114.00 | 15.20 | 13.20 |  |  |  |  | 55 | 40 | 40 | 200 |  | 73269098
077910-5 | Holder, tool bag |  |  | 1 | 126.40 | 16.80 | 14.60 | 10 | 114.00 | 15.20 | 13.20 |  |  |  |  | 55 | 40 | 40 | 200 |  | 73269098
077910-6 | Holder, tool bag |  |  | 1 | 126.40 | 16.80 | 14.60 | 10 | 114.00 | 15.20 | 13.20 |  |  |  |  | 55 | 40 | 40 | 200 |  | 73269098
077910-7 | Holder, tool bag |  |  | 1 | 126.40 | 16.80 | 14.60 | 10 | 114.00 | 15.20 | 13.20 |  |  |  |  | 55 | 40 | 40 | 200 |  | 73269098
078280 | Holder, boiler bracket, VA-M40 |  | 5340-22-607-2641 | 1 | 63.40 | 8.40 | 7.30 | 10 | 57.00 | 7.60 | 6.80 |  |  |  |  | 100 | 90 | 55 | 1000 |  | 73229000
078285 | Filter, 1350 x 340 |  | 4520-22-124-9946 | 1 | 80.00 | 10.70 | 9.20 | 10 | 72.00 | 9.60 | 8.30 |  |  |  |  | 700 | 370 | 80 | 130 |  | 73229000 | DK
078298 | Non-return valve |  |  | 1 | 373.20 | 50.00 | 42.60 | 10 | 335.80 | 44.90 | 38.50 |  |  |  |  | 0 | 0 | 0 | 47 |  | 84159000 | DK
078340 | Diffuser |  | 4520-22-603-1446 | 1 | 148.80 | 20.00 | 17.20 | 10 | 134.00 | 18.00 | 15.50 |  |  |  |  | 0 | 0 | 0 | 350 |  | 73229000
078350 | Rear cover plate, for room thermostat |  |  | 1 | 198.80 | 26.70 | 23.00 | 10 | 179.20 | 24.10 | 20.50 |  |  |  |  | 250 | 125 | 100 | 2500 |  | 84159000 | DK
078400 | Rail/guide |  | 5340-22-611-1559 | 1 | 101.90 | 13.70 | 11.50 | 10 | 91.80 | 12.10 | 10.40 |  |  |  |  | 390 | 28 | 30 | 50 |  | 73229000
078940 | Rock wool for sound muffler, VA-M40 |  | 5640-22-611-1577 | 1 | 384.70 | 51.40 | 44.10 | 10 | 346.50 | 46.40 | 39.80 |  |  |  |  | 1200 | 600 | 15 | 500 |  | 84159000
079030 | Screw cap for drum, fuel supply lance, VA-M40 |  | 5305-22-608-6142 | 1 | 119.60 | 16.00 | 13.70 | 10 | 107.80 | 14.60 | 12.10 |  |  |  |  | 100 | 100 | 100 | 100 |  | 84159000
079190 | Insulating material |  | 5340-22-607-2585 | 1 | 23.60 | 3.10 | 2.80 | 10 | 21.30 | 2.80 | 2.50 |  |  |  |  | 232 | 60 | 0 | 6 |  | 70199000 | DK
079960 | Rail/guide, lower inner screen |  |  | 1 | 178.90 | 23.90 | 20.50 | 10 | 160.90 | 21.60 | 18.50 |  |  |  |  | 900 | 35 | 50 | 1000 |  | 73269098 | DK
081089 | Pressure transmitter AKS 3000 |  |  | 1 | 3003.30 | 402.10 | 344.80 | 10 | 2703.00 | 361.90 | 310.30 |  |  |  |  | 220 | 220 | 120 | 250 |  | 84135080 | DK
081150-2 | Service kit HCV / w units |  |  | 1 | 1619.90 | 217.00 | 185.90 | 10 | 1457.90 | 195.30 | 167.30 |  |  |  |  | 350 | 240 | 135 | 545 |  | 84159000
081150-3 | Service kit HCV / w units |  |  | 1 | 1619.90 | 217.00 | 185.90 | 10 | 1457.90 | 195.30 | 167.30 |  |  |  |  | 350 | 240 | 135 | 545 |  | 84159000
081154 | Filter AC-M5 W (576x358) | 043066 | 4130-22-611-1781 | 1 | 158.40 | 21.30 | 18.30 | 10 | 142.70 | 19.10 | 16.50 |  |  |  |  | 625 | 435 | 30 | 90 |  | 84159000 | DK
081155 | Filter AC-M5 W (375x358) | 043069 | 4130-22-611-1785 | 1 | 107.50 | 14.60 | 12.70 | 10 | 96.80 | 13.10 | 11.40 |  |  |  |  | 355 | 295 | 55 | 60 |  | 84159000 | DK
081243 | Capacitor |  | 4130-22-625-3168 | 1 | 567.10 | 75.90 | 65.10 | 10 | 510.40 | 68.30 | 58.60 |  |  |  |  | 225 | 135 | 30 | 70 |  | 73229000
081245 | Connection box |  | 5975-22-625-3167 | 1 | 180.90 | 24.10 | 20.80 | 10 | 162.90 | 21.90 | 18.50 |  |  |  |  | 150 | 105 | 70 | 80 |  | 73229000
081248 | Sensor, humidity and temperature, 0-10 V, room |  |  | 1 | 3382.50 | 452.80 | 388.30 | 10 | 3044.30 | 407.50 | 349.50 |  |  |  |  | 285 | 125 | 75 | 148 |  | 90258080 | DK
081267-1 | Locking device 2 pcs. | 043027 |  | 1 | 590.50 | 79.10 | 67.70 | 10 | 531.50 | 71.30 | 60.90 |  |  |  |  | 220 | 130 | 30 | 300 |  | 84159000 | DK
081267-2 | Locking device 2 pcs. | 043027 |  | 1 | 542.60 | 72.60 | 62.30 | 10 | 488.40 | 65.40 | 56.10 |  |  |  |  | 220 | 130 | 30 | 300 |  | 84159000 | DK
081267-3 | Locking device 2 pcs. | 043027 |  | 1 | 590.50 | 79.10 | 67.70 | 10 | 531.50 | 71.30 | 60.90 |  |  |  |  | 220 | 130 | 30 | 300 |  | 84159000 | DK
081267-4 | Locking device 2 pcs. | 043027 |  | 1 | 590.50 | 79.10 | 67.70 | 10 | 531.50 | 71.30 | 60.90 |  |  |  |  | 220 | 130 | 30 | 300 |  | 84159000 | DK
081267-5 | Locking device 2 pcs. | 043027 |  | 1 | 590.50 | 79.10 | 67.70 | 10 | 531.50 | 71.30 | 60.90 |  |  |  |  | 220 | 130 | 30 | 300 |  | 84159000 | DK
081267-6 | Locking device 2 pcs. | 043027 |  | 1 | 539.10 | 72.20 | 61.90 | 10 | 485.20 | 65.00 | 55.70 |  |  |  |  | 220 | 130 | 30 | 300 |  | 84159000 | DK
081270 | Clamping plate |  | 5340-22-611-1704 | 1 | 48.90 | 6.80 | 5.60 | 10 | 43.80 | 6.10 | 5.10 |  |  |  |  | 130 | 220 | 20 | 200 |  | 84159000 | DK
081272 | Fixture for receiver | 043044 | 5340-22-611-1715 | 1 | 613.00 | 82.00 | 70.20 | 10 | 551.50 | 73.80 | 63.40 |  |  |  |  | 130 | 220 | 40 | 250 |  | 84159000 | DK
081274 | Partition wall | 043064 | 4120-22-611-1776 | 1 | 989.90 | 132.50 | 113.80 | 10 | 890.70 | 119.10 | 102.20 |  |  |  |  | 760 | 560 | 160 | 3000 |  | 84159000 | DK
081276 | Plate for partitions wall | 043029 | 5340-22-625-4104 | 1 | 769.40 | 102.80 | 88.50 | 10 | 692.50 | 92.50 | 79.70 |  |  |  |  | 190 | 200 | 70 | 2000 |  | 84159000 | DK
081279 | Drip tray | 043063 | 9999-22-611-1773 | 1 | 864.30 | 115.60 | 99.10 | 10 | 778.10 | 104.20 | 89.30 |  |  |  |  | 480 | 310 | 40 | 1200 |  | 84159000 | DK
081281-1 | Plate for control panel | 043047 |  | 1 | 990.90 | 132.50 | 113.80 | 10 | 891.80 | 119.10 | 102.20 |  |  |  |  | 210 | 110 | 170 | 1000 |  | 84159000 | DK
081281-10 | Plate for control panel | 043047 |  | 1 | 990.90 | 132.50 | 113.80 | 10 | 891.80 | 119.10 | 102.20 |  |  |  |  | 210 | 110 | 170 | 1000 |  | 84159000 | DK
081281-2 | Plate for control panel | 043047 |  | 1 | 990.90 | 132.50 | 113.80 | 10 | 891.80 | 119.10 | 102.20 |  |  |  |  | 210 | 110 | 170 | 1000 |  | 84159000 | DK
081281-3 | Plate for control panel | 043047 |  | 1 | 990.90 | 132.50 | 113.80 | 10 | 891.80 | 119.10 | 102.20 |  |  |  |  | 210 | 110 | 170 | 1000 |  | 84159000 | DK
081281-4 | Plate for control panel | 043047 |  | 1 | 990.90 | 132.50 | 113.80 | 10 | 891.80 | 119.10 | 102.20 |  |  |  |  | 210 | 110 | 170 | 1000 |  | 84159000 | DK
081281-5 | Plate for control panel | 043047 |  | 1 | 990.90 | 132.50 | 113.80 | 10 | 891.80 | 119.10 | 102.20 |  |  |  |  | 210 | 110 | 170 | 1000 |  | 84159000 | DK
081281-6 | Plate for control panel | 043047 |  | 1 | 990.90 | 132.50 | 113.80 | 10 | 891.80 | 119.10 | 102.20 |  |  |  |  | 210 | 110 | 170 | 1000 |  | 84159000 | DK
081281-7 | Plate for control panel | 043047 |  | 1 | 990.90 | 132.50 | 113.80 | 10 | 891.80 | 119.10 | 102.20 |  |  |  |  | 210 | 110 | 170 | 1000 |  | 84159000 | DK
081281-8 | Plate for control panel | 043047 |  | 1 | 990.90 | 132.50 | 113.80 | 10 | 891.80 | 119.10 | 102.20 |  |  |  |  | 210 | 110 | 170 | 1000 |  | 84159000 | DK
081281-9 | Plate for control panel | 043047 |  | 1 | 990.90 | 132.50 | 113.80 | 10 | 891.80 | 119.10 | 102.20 |  |  |  |  | 210 | 110 | 170 | 1000 |  | 84159000 | DK
081283-1 | Cover Big | 043048 |  | 1 | 783.40 | 105.00 | 90.20 | 10 | 705.10 | 94.30 | 81.10 |  |  |  |  | 210 | 170 | 30 | 1500 |  | 84159000 | DK
081283-2 | Cover Big | 043048 |  | 1 | 783.40 | 105.00 | 90.20 | 10 | 705.10 | 94.30 | 81.10 |  |  |  |  | 210 | 170 | 30 | 1500 |  | 84159000 | DK
081283-3 | Cover Big | 043048 |  | 1 | 783.40 | 105.00 | 90.20 | 10 | 705.10 | 94.30 | 81.10 |  |  |  |  | 210 | 170 | 30 | 1500 |  | 84159000 | DK
081283-4 | Cover Big | 043048 |  | 1 | 783.40 | 105.00 | 90.20 | 10 | 705.10 | 94.30 | 81.10 |  |  |  |  | 210 | 170 | 30 | 1500 |  | 84159000 | DK
081283-5 | Cover Big | 043048 |  | 1 | 783.40 | 105.00 | 90.20 | 10 | 705.10 | 94.30 | 81.10 |  |  |  |  | 210 | 170 | 30 | 1500 |  | 84159000 | DK
081283-6 | Cover Big | 043048 |  | 1 | 783.40 | 105.00 | 90.20 | 10 | 705.10 | 94.30 | 81.10 |  |  |  |  | 210 | 170 | 30 | 1500 |  | 84159000 | DK
081286 | Terminal strip | 520960 | 4520-25-135-3736 | 1 | 489.10 | 65.40 | 56.20 | 10 | 440.30 | 59.00 | 50.50 |  |  |  |  | 110 | 90 | 60 | 200 |  | 84159000
081289 | Strip for capacitor | 043031 | 5340-22-625-4105 | 1 | 616.90 | 82.60 | 71.00 | 10 | 555.50 | 74.50 | 64.10 |  |  |  |  | 220 | 320 | 40 | 70 |  | 84159000 | DK
081291-1 | Cover, Small | 043049 |  | 1 | 157.80 | 21.30 | 18.00 | 10 | 142.10 | 19.10 | 16.30 |  |  |  |  | 210 | 100 | 40 | 300 |  | 84159000 | DK
081291-2 | Cover, Small | 043049 |  | 1 | 157.80 | 21.30 | 18.00 | 10 | 142.10 | 19.10 | 16.30 |  |  |  |  | 210 | 100 | 40 | 300 |  | 84159000 | DK
081291-3 | Cover, Small | 043049 |  | 1 | 157.80 | 21.30 | 18.00 | 10 | 142.10 | 19.10 | 16.30 |  |  |  |  | 210 | 100 | 40 | 300 |  | 84159000 | DK
081291-4 | Cover, Small | 043049 |  | 1 | 157.80 | 21.30 | 18.00 | 10 | 142.10 | 19.10 | 16.30 |  |  |  |  | 210 | 100 | 40 | 300 |  | 84159000 | DK
081291-5 | Cover, Small | 043049 |  | 1 | 157.80 | 21.30 | 18.00 | 10 | 142.10 | 19.10 | 16.30 |  |  |  |  | 210 | 100 | 40 | 300 |  | 84159000 | DK
081291-6 | Cover, Small | 043049 |  | 1 | 157.80 | 21.30 | 18.00 | 10 | 142.10 | 19.10 | 16.30 |  |  |  |  | 210 | 100 | 40 | 300 |  | 84159000 | DK
081294 | Cover for condenser, left | 043056 | 5340-22-611-1744 | 1 | 612.50 | 82.00 | 70.20 | 10 | 550.90 | 73.80 | 63.40 |  |  |  |  | 410 | 50 | 20 | 100 |  | 84159000 | DK
081295 | Cover for condenser, right | 043055 | 5340-22-611-1741 | 1 | 98.60 | 13.20 | 11.20 | 10 | 88.70 | 11.80 | 10.10 |  |  |  |  | 410 | 90 | 30 | 100 |  | 84159000 | DK
081298-1 | Cover for evaporator, left | 043059 |  | 1 | 166.00 | 22.20 | 19.10 | 10 | 149.30 | 19.70 | 17.20 |  |  |  |  | 410 | 40 | 60 | 200 |  | 84159000 | DK
081298-2 | Cover for evaporator, left | 043059 |  | 1 | 166.00 | 22.20 | 19.10 | 10 | 149.30 | 19.70 | 17.20 |  |  |  |  | 410 | 40 | 60 | 200 |  | 84159000 | DK
081298-3 | Cover for evaporator, left | 043059 |  | 1 | 166.00 | 22.20 | 19.10 | 10 | 149.30 | 19.70 | 17.20 |  |  |  |  | 410 | 40 | 60 | 200 |  | 84159000 | DK
081298-4 | Cover for evaporator, left | 043059 |  | 1 | 166.00 | 22.20 | 19.10 | 10 | 149.30 | 19.70 | 17.20 |  |  |  |  | 410 | 40 | 60 | 200 |  | 84159000 | DK
081298-5 | Cover for evaporator, left | 043059 |  | 1 | 166.00 | 22.20 | 19.10 | 10 | 149.30 | 19.70 | 17.20 |  |  |  |  | 410 | 40 | 60 | 200 |  | 84159000 | DK
081298-6 | Cover for evaporator, left | 043059 |  | 1 | 166.00 | 22.20 | 19.10 | 10 | 149.30 | 19.70 | 17.20 |  |  |  |  | 410 | 40 | 60 | 200 |  | 84159000 | DK
081337-1 | Cover for evaporator, right | 043057 | 5340-22-611-1761 | 1 | 142.40 | 19.10 | 16.30 | 10 | 128.00 | 17.20 | 14.60 |  |  |  |  | 410 | 50 | 30 | 200 |  | 84159000 | DK
081337-2 | Cover for evaporator, right | 043057 | 5340-22-611-1761 | 1 | 142.40 | 19.10 | 16.30 | 10 | 128.00 | 17.20 | 14.60 |  |  |  |  | 410 | 50 | 30 | 200 |  | 84159000 | DK
081337-3 | Cover for evaporator, right | 043057 | 5340-22-611-1761 | 1 | 142.40 | 19.10 | 16.30 | 10 | 128.00 | 17.20 | 14.60 |  |  |  |  | 410 | 50 | 30 | 200 |  | 84159000 | DK
081337-4 | Cover for evaporator, right | 043057 | 5340-22-611-1761 | 1 | 142.40 | 19.10 | 16.30 | 10 | 128.00 | 17.20 | 14.60 |  |  |  |  | 410 | 50 | 30 | 200 |  | 84159000 | DK
081337-5 | Cover for evaporator, right | 043057 | 5340-22-611-1761 | 1 | 142.40 | 19.10 | 16.30 | 10 | 128.00 | 17.20 | 14.60 |  |  |  |  | 410 | 50 | 30 | 200 |  | 84159000 | DK
081337-6 | Cover for evaporator, right | 043057 | 5340-22-611-1761 | 1 | 142.40 | 19.10 | 16.30 | 10 | 128.00 | 17.20 | 14.60 |  |  |  |  | 410 | 50 | 30 | 200 |  | 84159000 | DK
081340-1 | Bar | 043058 |  | 1 | 169.00 | 22.80 | 19.30 | 10 | 152.20 | 20.20 | 17.40 |  |  |  |  | 410 | 70 | 40 | 300 |  | 84159000 | DK
081340-2 | Bar | 043058 |  | 1 | 169.00 | 22.80 | 19.30 | 10 | 152.20 | 20.20 | 17.40 |  |  |  |  | 410 | 70 | 40 | 300 |  | 84159000 | DK
081340-4 | Bar | 043058 |  | 1 | 169.00 | 22.80 | 19.30 | 10 | 152.20 | 20.20 | 17.40 |  |  |  |  | 410 | 70 | 40 | 300 |  | 84159000 | DK
081340-5 | Bar | 043058 |  | 1 | 169.00 | 22.80 | 19.30 | 10 | 152.20 | 20.20 | 17.40 |  |  |  |  | 410 | 70 | 40 | 300 |  | 84159000 | DK
081340-6 | Bar | 043058 |  | 1 | 169.00 | 22.80 | 19.30 | 10 | 152.20 | 20.20 | 17.40 |  |  |  |  | 410 | 70 | 40 | 300 |  | 84159000 | DK
081343-1 | Base plate | 043076 | 4120-22-611-1810 | 1 | 1175.20 | 157.20 | 134.80 | 10 | 1057.50 | 141.50 | 121.60 |  |  |  |  | 750 | 630 | 600 | 2000 |  | 84159000 | DK
081343-2 | Base plate | 043076 | 4120-22-611-1810 | 1 | 1175.20 | 157.20 | 134.80 | 10 | 1057.50 | 141.50 | 121.60 |  |  |  |  | 750 | 630 | 600 | 2000 |  | 84159000 | DK
081343-4 | Base plate | 043076 | 4120-22-611-1810 | 1 | 1175.20 | 157.20 | 134.80 | 10 | 1057.50 | 141.50 | 121.60 |  |  |  |  | 750 | 630 | 600 | 2000 |  | 84159000 | DK
081343-5 | Base plate | 043076 | 4120-22-611-1810 | 1 | 1175.20 | 157.20 | 134.80 | 10 | 1057.50 | 141.50 | 121.60 |  |  |  |  | 750 | 630 | 600 | 2000 |  | 84159000 | DK
081343-6 | Base plate | 043076 | 4120-22-611-1810 | 1 | 1175.20 | 157.20 | 134.80 | 10 | 1057.50 | 141.50 | 121.60 |  |  |  |  | 750 | 630 | 600 | 2000 |  | 84159000 | DK
081345-1 | Inspection plate | 191378 |  | 1 | 194.90 | 26.10 | 22.50 | 10 | 175.60 | 23.60 | 20.00 |  |  |  |  | 380 | 150 | 10 | 500 |  | 84159000 | DK
081345-2 | Inspection plate | 191378 |  | 1 | 194.90 | 26.10 | 22.50 | 10 | 175.60 | 23.60 | 20.00 |  |  |  |  | 380 | 150 | 10 | 500 |  | 84159000 | DK
081345-3 | Inspection plate | 191378 |  | 1 | 194.90 | 26.10 | 22.50 | 10 | 175.60 | 23.60 | 20.00 |  |  |  |  | 380 | 150 | 10 | 500 |  | 84159000 | DK
081345-4 | Inspection plate | 191378 |  | 1 | 194.90 | 26.10 | 22.50 | 10 | 175.60 | 23.60 | 20.00 |  |  |  |  | 380 | 150 | 10 | 500 |  | 84159000 | DK
081345-5 | Inspection plate | 191378 |  | 1 | 194.90 | 26.10 | 22.50 | 10 | 175.60 | 23.60 | 20.00 |  |  |  |  | 380 | 150 | 10 | 500 |  | 84159000 | DK
081345-6 | Inspection plate | 191378 |  | 1 | 194.90 | 26.10 | 22.50 | 10 | 175.60 | 23.60 | 20.00 |  |  |  |  | 380 | 150 | 10 | 500 |  | 84159000 | DK
081347 | By-pas duct | 043065 | 5975-22-611-1779 | 1 | 788.70 | 105.60 | 90.70 | 10 | 710.10 | 95.00 | 81.70 |  |  |  |  | 540 | 450 | 40 | 800 |  | 84159000 | DK
081349 | Relief bushing 5 pcs. | 081349 | 5365-22-625-4108 | 1 | 328.80 | 43.80 | 38.00 | 10 | 296.00 | 39.60 | 34.00 |  |  |  |  | 225 | 135 | 40 | 20 |  | 84159000
081350 | Power supply cabel | 524891 | 6150-22-625-4109 | 1 | 465.50 | 62.30 | 53.40 | 10 | 418.90 | 56.10 | 48.10 |  |  |  |  | 320 | 185 | 90 | 160 |  | 84159000
081353-1 | Control panel plate | 043036 |  | 1 | 104.70 | 14.00 | 11.80 | 10 | 94.10 | 12.70 | 10.70 |  |  |  |  | 225 | 135 | 30 | 110 |  | 84159000 | DK
081353-2 | Control panel plate | 043036 |  | 1 | 104.70 | 14.00 | 11.80 | 10 | 94.10 | 12.70 | 10.70 |  |  |  |  | 225 | 135 | 30 | 110 |  | 84159000 | DK
081353-3 | Control panel plate | 043036 |  | 1 | 104.70 | 14.00 | 11.80 | 10 | 94.10 | 12.70 | 10.70 |  |  |  |  | 225 | 135 | 30 | 110 |  | 84159000 | DK
081353-4 | Control panel plate | 043036 |  | 1 | 104.70 | 14.00 | 11.80 | 10 | 94.10 | 12.70 | 10.70 |  |  |  |  | 225 | 135 | 30 | 110 |  | 84159000 | DK
081353-5 | Control panel plate | 043036 |  | 1 | 104.70 | 14.00 | 11.80 | 10 | 94.10 | 12.70 | 10.70 |  |  |  |  | 225 | 135 | 30 | 110 |  | 84159000 | DK
081355 | Control lamp, Green 5 pcs. | 513900 | 6210-99-396-0574 | 1 | 395.00 | 52.90 | 45.40 | 10 | 355.50 | 47.60 | 40.80 |  |  |  |  | 150 | 105 | 70 | 30 |  | 84159000
081357 | Control lamp, Red 5 pcs. | 513910 | 6210-22-610-9812 | 1 | 440.10 | 58.90 | 50.50 | 10 | 396.10 | 53.00 | 45.50 |  |  |  |  | 150 | 105 | 70 | 10 |  | 84159000
081359 | Toggle switch | 515070 | 5930-22-625-4110 | 1 | 573.40 | 76.60 | 66.00 | 10 | 516.20 | 69.10 | 59.30 |  |  |  |  | 150 | 105 | 70 | 10 |  | 84159000
081361 | Room Thermostat | 513309 | 5930-12-368-2065 | 1 | 723.20 | 96.80 | 83.00 | 10 | 650.90 | 87.10 | 74.70 |  |  |  |  | 150 | 105 | 70 | 80 |  | 84159000
081363 | Cable gland, PG9, 5 pcs. | 527034 | 5975-22-611-9665 | 1 | 501.50 | 67.10 | 57.60 | 10 | 451.30 | 60.40 | 51.70 |  |  |  |  | 225 | 135 | 30 | 40 |  | 84159000
081365 | Panel stop 5 pcs. | 520970 | 5940-22-625-4219 | 1 | 622.00 | 83.40 | 71.70 | 10 | 559.60 | 75.00 | 64.30 |  |  |  |  | 135 | 220 | 30 | 200 |  | 84159000
081367 | Terminal strip | 520920 | 5940-22-625-4205 | 1 | 346.80 | 46.60 | 39.80 | 10 | 312.20 | 41.80 | 35.70 |  |  |  |  | 190 | 100 | 70 | 50 |  | 84159000
081369 | DIN rail | 0154270 | 5975-22-625-4130 | 1 | 556.00 | 74.50 | 64.10 | 10 | 500.30 | 66.90 | 57.60 |  |  |  |  | 130 | 220 | 30 | 50 |  | 84159000
081371 | DIN rail (Heat version) | 039939 | 5975-22-625-4133 | 1 | 57.60 | 7.60 | 6.80 | 10 | 51.70 | 6.80 | 6.10 |  |  |  |  | 130 | 220 | 30 | 50 |  | 84159000
081373 | Contactor (Heat version) | 0395651 | 6110-22-625-4135 | 1 | 688.90 | 92.20 | 79.10 | 10 | 620.00 | 83.00 | 71.20 |  |  |  |  | 150 | 105 | 70 | 110 |  | 84159000
081375-1 | Control panel plate (Heat version) | 039405 |  | 1 | 559.30 | 75.00 | 64.30 | 10 | 503.80 | 67.40 | 57.80 |  |  |  |  | 225 | 135 | 30 | 120 |  | 84159000
081375-2 | Control panel plate (Heat version) | 039405 |  | 1 | 559.30 | 75.00 | 64.30 | 10 | 503.80 | 67.40 | 57.80 |  |  |  |  | 225 | 135 | 30 | 120 |  | 84159000
081375-3 | Control panel plate (Heat version) | 039405 |  | 1 | 559.30 | 75.00 | 64.30 | 10 | 503.80 | 67.40 | 57.80 |  |  |  |  | 225 | 135 | 30 | 120 |  | 84159000
081375-4 | Control panel plate (Heat version) | 039405 |  | 1 | 559.30 | 75.00 | 64.30 | 10 | 503.80 | 67.40 | 57.80 |  |  |  |  | 225 | 135 | 30 | 120 |  | 84159000
081375-5 | Control panel plate (Heat version) | 039405 |  | 1 | 559.30 | 75.00 | 64.30 | 10 | 503.80 | 67.40 | 57.80 |  |  |  |  | 225 | 135 | 30 | 120 |  | 84159000
081375-6 | Control panel plate (Heat version) | 039405 |  | 1 | 559.30 | 75.00 | 64.30 | 10 | 503.80 | 67.40 | 57.80 |  |  |  |  | 225 | 135 | 30 | 120 |  | 84159000
081377 | By-pass filter AC-M5 | 191377 | 4130-22-625-4145 | 1 | 102.80 | 13.50 | 11.80 | 10 | 92.50 | 12.20 | 10.60 |  |  |  |  | 350 | 245 | 35 | 10 |  | 84159000 | DK
081379 | Sliding block 10 pcs. | 541062 | 5930-22-625-4147 | 1 | 705.60 | 94.30 | 81.10 | 10 | 634.90 | 85.10 | 73.00 |  |  |  |  | 225 | 135 | 30 | 140 |  | 84159000
081381 | Slide bar, set of 2 pcs. | 541828 | 4120-22-608-9254 | 1 | 1509.90 | 201.90 | 173.30 | 10 | 1359.10 | 182.00 | 155.90 |  |  |  |  | 540 | 110 | 75 | 2840 |  | 84159000
081387-1 | Cables for control box |  |  | 1 | 769.70 | 103.10 | 88.50 | 10 | 692.40 | 93.00 | 79.80 |  |  |  |  | 230 | 230 | 110 | 500 |  | 84159000
081387-2 | Cables for control box |  |  | 1 | 769.70 | 103.10 | 88.50 | 10 | 692.40 | 93.00 | 79.80 |  |  |  |  | 230 | 230 | 110 | 500 |  | 84159000
081387-3 | Cables for control box |  |  | 1 | 769.70 | 103.10 | 88.50 | 10 | 692.40 | 93.00 | 79.80 |  |  |  |  | 230 | 230 | 110 | 500 |  | 84159000
081401 | Grommet 10 pcs. | 524192 | 5330-22-625-4151 | 1 | 356.10 | 47.70 | 41.00 | 10 | 320.60 | 43.00 | 36.80 |  |  |  |  | 130 | 220 | 40 | 50 |  | 84159000
081403 | Washer for bottom, 10 pcs. | 015740 | 5310-22-611-2254 | 1 | 439.20 | 58.70 | 50.20 | 10 | 395.40 | 52.80 | 45.20 |  |  |  |  | 130 | 220 | 30 | 10 |  | 84159000
081404 | Plastic guide shoe, 50 pcs. | 479620 | 5930-22-611-5201 | 1 | 726.80 | 97.40 | 83.40 | 10 | 654.00 | 87.90 | 75.00 |  |  |  |  | 225 | 135 | 30 | 10 |  | 84159000
081405 | Thermostat, manual reset | 039560 | 6685-22-625-4155 | 1 | 475.70 | 63.70 | 54.60 | 10 | 428.10 | 57.30 | 49.10 |  |  |  |  | 225 | 135 | 40 | 20 |  | 84159000
081406 | Bracket for thermostat | 039321 | 5340-22-625-4162 | 1 | 586.60 | 78.30 | 67.40 | 10 | 527.90 | 70.70 | 60.60 |  |  |  |  | 130 | 220 | 50 | 15 |  | 84159000
081407 | Heating element 2000W | 064810,011052 | 4520-22-625-4168 | 1 | 733.40 | 98.30 | 84.20 | 10 | 660.10 | 88.50 | 75.80 |  |  |  |  | 465 | 270 | 85 | 360 |  | 84159000
081408 | Bracket, top | 039294 | 5340-22-625-4170 | 1 | 633.30 | 84.80 | 72.70 | 10 | 570.00 | 76.30 | 65.40 |  |  |  |  | 190 | 100 | 70 | 10 |  | 84159000
081409 | Bracket, bottom | 039295 | 5340-22-625-4171 | 1 | 608.80 | 81.40 | 69.90 | 10 | 548.10 | 73.30 | 63.20 |  |  |  |  | 190 | 100 | 70 | 40 |  | 84159000
081455-1 | Power supply VA-M 15 MKII, STD | 031679 | 6150-22-619-5415 | 1 | 1220.60 | 163.40 | 140.10 | 10 | 1098.40 | 147.20 | 126.00 |  |  |  |  | 320 | 185 | 9 | 1350 |  | 73229000
081455-2 | Power supply VA-M 15 MKII, STD | 031679 | 6150-22-619-5415 | 1 | 1220.60 | 163.40 | 140.10 | 10 | 1098.40 | 147.20 | 126.00 |  |  |  |  | 320 | 185 | 9 | 1350 |  | 73229000
081456 | Set of tubes for AC-M7 MKII - complete + dry filter |  |  | 1 | 1926.80 | 258.00 | 221.30 | 10 | 1734.20 | 232.20 | 199.10 |  |  |  |  | 1000 | 500 | 500 | 750 |  | 84159000
081467 | Plastic cassette, drip tray |  |  | 1 | 90.50 | 12.30 | 10.50 | 10 | 81.50 | 11.10 | 9.50 |  |  |  |  | 322 | 145 | 60 | 178 |  | 39269097 | DK
081469 | Terminal (4 Poles) |  | 5940-22-622-5336 | 1 | 382.40 | 51.10 | 43.80 | 10 | 344.00 | 46.10 | 39.60 |  |  |  |  | 50 | 50 | 50 | 50 |  | 73229000
081482 | Rubber and silicone profile, Ø6mm |  |  | 1 | 51.10 | 7.00 | 6.10 | 10 | 46.00 | 6.30 | 5.50 |  |  |  |  | 220 | 220 | 220 | 400 |  | 40069000 | DK
081501 | Capacitor 35µF |  | 5910-22-625-4517 | 1 | 399.10 | 53.40 | 45.80 | 10 | 359.20 | 48.10 | 41.20 |  |  |  |  | 22 | 13 | 5 | 20 |  | 84159000
081503 | Transformer |  | 6120-22-625-4537 | 1 | 3570.10 | 477.90 | 409.90 | 10 | 3213.10 | 430.10 | 368.90 |  |  |  |  | 0 | 0 | 0 | 5000 |  | 84159000
081530-2 | Evaporator + dry filter |  |  | 1 | 3757.90 | 503.20 | 431.30 | 10 | 3382.00 | 452.90 | 388.30 |  |  |  |  | 780 | 595 | 280 | 5230 |  | 84159000
081553 | Tubes from sight glass to thermo valve |  | 4710-22-611-4028 | 1 | 464.80 | 62.10 | 53.40 | 10 | 418.10 | 56.20 | 48.30 |  |  |  |  | 246 | 153 | 85 | 100 |  | 84159000
081554 | Pressure equalisation pipes |  | 4710-22-611-4030 | 1 | 521.50 | 69.70 | 59.80 | 10 | 469.50 | 62.90 | 53.70 |  |  |  |  | 460 | 260 | 70 | 150 |  | 84159000
081577 | Finger screw for filter, 10 pcs. |  | 5305-22-611-5123 | 1 | 572.30 | 76.60 | 65.70 | 10 | 515.00 | 69.10 | 59.00 |  |  |  |  | 350 | 240 | 35 | 170 |  | 84159000
081580-1 | Condenser coil | 600025 |  | 1 | 4082.30 | 546.70 | 468.60 | 10 | 3673.70 | 491.90 | 422.00 |  |  |  |  | 780 | 595 | 280 | 14870 |  | 84159000
081580-2 | Condenser coil | 600025 |  | 1 | 4082.30 | 546.70 | 468.60 | 10 | 3673.70 | 491.90 | 422.00 |  |  |  |  | 780 | 595 | 280 | 14870 |  | 84159000
081581-1 | Compressor + dryfilter |  |  | 1 | 3826.10 | 512.20 | 439.30 | 10 | 3443.50 | 461.00 | 395.30 |  |  |  |  | 410 | 310 | 265 | 31000 |  | 84159000
081582-1 | Fan, condenser | 018523 |  | 1 | 5451.50 | 729.80 | 625.90 | 10 | 4906.30 | 656.80 | 563.30 |  |  |  |  | 710 | 515 | 515 | 21600 |  | 84159000
081582-2 | Fan, condenser | 018523 |  | 1 | 5521.00 | 739.00 | 633.80 | 10 | 4968.80 | 665.20 | 570.50 |  |  |  |  | 710 | 515 | 515 | 21600 |  | 84159000
081583-1 | Fan foot, condenser, 2 stk. |  |  | 1 | 1078.00 | 144.00 | 123.90 | 10 | 970.20 | 129.70 | 111.20 |  |  |  |  | 220 | 320 | 20 | 400 |  | 84159000
081583-2 | Fan foot, condenser, 2 stk. |  |  | 1 | 1078.00 | 144.00 | 123.90 | 10 | 970.20 | 129.70 | 111.20 |  |  |  |  | 220 | 320 | 20 | 400 |  | 84159000
081583-3 | Fan foot, condenser, 2 stk. |  |  | 1 | 1078.00 | 144.00 | 123.90 | 10 | 970.20 | 129.70 | 111.20 |  |  |  |  | 220 | 320 | 20 | 400 |  | 84159000
081583-4 | Fan foot, condenser, 2 stk. |  |  | 1 | 1078.00 | 144.00 | 123.90 | 10 | 970.20 | 129.70 | 111.20 |  |  |  |  | 220 | 320 | 20 | 400 |  | 84159000
081583-5 | Fan foot, condenser, 2 stk. |  |  | 1 | 1078.00 | 144.00 | 123.90 | 10 | 970.20 | 129.70 | 111.20 |  |  |  |  | 220 | 320 | 20 | 400 |  | 84159000
081583-6 | Fan foot, condenser, 2 stk. |  |  | 1 | 1078.00 | 144.00 | 123.90 | 10 | 970.20 | 129.70 | 111.20 |  |  |  |  | 220 | 320 | 20 | 400 |  | 84159000
081584-1 | Profile, condenser |  | 4130-22-611-9492 | 1 | 981.10 | 131.50 | 112.80 | 10 | 882.90 | 118.20 | 101.40 |  |  |  |  | 730 | 210 | 50 | 700 |  | 84159000
081584-2 | Profile, condenser |  | 4130-22-611-9492 | 1 | 981.10 | 131.50 | 112.80 | 10 | 882.90 | 118.20 | 101.40 |  |  |  |  | 730 | 210 | 50 | 700 |  | 84159000
081584-3 | Profile, condenser |  | 4130-22-611-9492 | 1 | 981.10 | 131.50 | 112.80 | 10 | 882.90 | 118.20 | 101.40 |  |  |  |  | 730 | 210 | 50 | 700 |  | 84159000
081584-4 | Profile, condenser |  | 4130-22-611-9492 | 1 | 981.10 | 131.50 | 112.80 | 10 | 882.90 | 118.20 | 101.40 |  |  |  |  | 730 | 210 | 50 | 700 |  | 84159000
081584-5 | Profile, condenser |  | 4130-22-611-9492 | 1 | 981.10 | 131.50 | 112.80 | 10 | 882.90 | 118.20 | 101.40 |  |  |  |  | 730 | 210 | 50 | 700 |  | 84159000
081584-6 | Profile, condenser |  | 4130-22-611-9492 | 1 | 981.10 | 131.50 | 112.80 | 10 | 882.90 | 118.20 | 101.40 |  |  |  |  | 730 | 210 | 50 | 700 |  | 84159000
081585-1 | Plate for hose connection |  | 4120-22-611-1268 | 1 | 707.10 | 94.60 | 81.10 | 10 | 636.60 | 85.10 | 73.00 |  |  |  |  | 670 | 400 | 50 | 1520 |  | 84159000
081585-2 | Plate for hose connection |  | 4120-22-611-1268 | 1 | 707.10 | 94.60 | 81.10 | 10 | 636.60 | 85.10 | 73.00 |  |  |  |  | 670 | 400 | 50 | 1520 |  | 84159000
081585-3 | Plate for hose connection |  | 4120-22-611-1268 | 1 | 707.10 | 94.60 | 81.10 | 10 | 636.60 | 85.10 | 73.00 |  |  |  |  | 670 | 400 | 50 | 1520 |  | 84159000
081585-4 | Plate for hose connection |  | 4120-22-611-1268 | 1 | 707.10 | 94.60 | 81.10 | 10 | 636.60 | 85.10 | 73.00 |  |  |  |  | 670 | 400 | 50 | 1520 |  | 84159000
081585-5 | Plate for hose connection |  | 4120-22-611-1268 | 1 | 707.10 | 94.60 | 81.10 | 10 | 636.60 | 85.10 | 73.00 |  |  |  |  | 670 | 400 | 50 | 1520 |  | 84159000
081586-1 | Fan bridge for compressor |  | 4120-22-611-1279 | 1 | 677.20 | 90.70 | 77.80 | 10 | 609.30 | 81.70 | 69.90 |  |  |  |  | 710 | 343 | 35 | 4400 |  | 84159000
081586-2 | Fan bridge for compressor |  | 4120-22-611-1279 | 1 | 677.20 | 90.70 | 77.80 | 10 | 609.30 | 81.70 | 69.90 |  |  |  |  | 710 | 343 | 35 | 4400 |  | 84159000
081586-3 | Fan bridge for compressor |  | 4120-22-611-1279 | 1 | 677.20 | 90.70 | 77.80 | 10 | 609.30 | 81.70 | 69.90 |  |  |  |  | 710 | 343 | 35 | 4400 |  | 84159000
081586-4 | Fan bridge for compressor |  | 4120-22-611-1279 | 1 | 677.20 | 90.70 | 77.80 | 10 | 609.30 | 81.70 | 69.90 |  |  |  |  | 710 | 343 | 35 | 4400 |  | 84159000
081586-5 | Fan bridge for compressor |  | 4120-22-611-1279 | 1 | 677.20 | 90.70 | 77.80 | 10 | 609.30 | 81.70 | 69.90 |  |  |  |  | 710 | 343 | 35 | 4400 |  | 84159000
081586-6 | Fan bridge for compressor |  | 4120-22-611-1279 | 1 | 677.20 | 90.70 | 77.80 | 10 | 609.30 | 81.70 | 69.90 |  |  |  |  | 710 | 343 | 35 | 4400 |  | 84159000
081587-1 | Bottumplate |  |  | 1 | 1156.10 | 155.00 | 132.80 | 10 | 1040.40 | 139.60 | 119.40 |  |  |  |  | 800 | 760 | 40 | 4000 |  | 84159000
081587-2 | Bottumplate |  |  | 1 | 1156.10 | 155.00 | 132.80 | 10 | 1040.40 | 139.60 | 119.40 |  |  |  |  | 800 | 760 | 40 | 4000 |  | 84159000
081587-3 | Bottumplate |  |  | 1 | 1156.10 | 155.00 | 132.80 | 10 | 1040.40 | 139.60 | 119.40 |  |  |  |  | 800 | 760 | 40 | 4000 |  | 84159000
081587-4 | Bottumplate |  |  | 1 | 1156.10 | 155.00 | 132.80 | 10 | 1040.40 | 139.60 | 119.40 |  |  |  |  | 800 | 760 | 40 | 4000 |  | 84159000
081587-5 | Bottumplate |  |  | 1 | 1156.10 | 155.00 | 132.80 | 10 | 1040.40 | 139.60 | 119.40 |  |  |  |  | 800 | 760 | 40 | 4000 |  | 84159000
081587-6 | Bottumplate |  |  | 1 | 1156.10 | 155.00 | 132.80 | 10 | 1040.40 | 139.60 | 119.40 |  |  |  |  | 800 | 760 | 40 | 4000 |  | 84159000
081589 | O-ring, 10 pcs. |  | 5331-12-122-4261 | 1 | 42.10 | 5.60 | 5.10 | 10 | 38.20 | 5.10 | 4.50 |  |  |  |  | 130 | 220 | 50 | 80 |  | 84159000
081590 | Hose adapter | 544110 | 4730-22-610-9653 | 1 | 691.10 | 92.40 | 79.50 | 10 | 622.00 | 83.10 | 71.70 |  |  |  |  | 130 | 220 | 20 | 36 |  | 84159000
081591 | Vibration damper 10pcs. |  | 5340-22-608-1101 | 1 | 140.70 | 18.80 | 16.30 | 10 | 126.70 | 17.20 | 14.60 |  |  |  |  | 195 | 110 | 95 | 870 |  | 84159000
081592 | Pin for foot, 10 pcs. | 478810 | 5315-12-196-2838 | 1 | 56.70 | 7.60 | 6.40 | 10 | 51.10 | 6.80 | 5.90 |  |  |  |  | 225 | 135 | 3 | 20 |  | 84159000
081593 | Closure pin 2 pcs. | 043149 | 5315-22-611-9522 | 1 | 791.50 | 106.20 | 91.00 | 10 | 712.70 | 95.80 | 82.00 |  |  |  |  | 225 | 135 | 30 | 60 |  | 84159000
081594 | Plessure spring 10 pcs. |  |  | 1 | 99.10 | 13.50 | 11.20 | 10 | 89.30 | 11.80 | 10.10 |  |  |  |  | 225 | 135 | 30 | 10 |  | 84159000
081595 | Pin 3,5x12, 10 pcs. |  | 5315-12-196-5599 | 1 | 57.30 | 7.60 | 6.80 | 10 | 51.40 | 6.80 | 6.10 |  |  |  |  | 225 | 135 | 30 | 10 |  | 84159000
081596 | Fingerscrew M8 10pcs. |  | 5355-22-611-4632 | 1 | 102.20 | 13.70 | 11.50 | 10 | 92.10 | 12.10 | 10.40 |  |  |  |  | 350 | 245 | 50 | 230 |  | 84159000
081597 | Insulation for corner profile |  | 5640-22-610-9632 | 1 | 598.60 | 80.30 | 68.50 | 10 | 538.80 | 72.20 | 61.50 |  |  |  |  | 415 | 165 | 15 | 256 |  | 84159000
081598 | Filter for evaporator |  | 4130-22-126-0524 | 1 | 155.30 | 21.10 | 17.70 | 10 | 139.90 | 18.80 | 16.00 |  |  |  |  | 355 | 295 | 55 | 110 |  | 84159000
081599 | Insulation for upper cover plate |  | 5640-22-610-9634 | 1 | 963.50 | 129.20 | 110.70 | 10 | 867.20 | 116.30 | 99.70 |  |  |  |  | 780 | 740 | 110 | 5500 |  | 84159000
081604 | Annular 4 pcs. |  | 5310-12-159-5757 | 1 | 135.30 | 18.00 | 15.70 | 10 | 121.90 | 16.30 | 14.40 |  |  |  |  | 190 | 100 | 70 | 2000 |  | 84159000
081605 | Insulation for side cover plate |  | 5640-22-610-9629 | 1 | 707.10 | 94.60 | 81.10 | 10 | 636.60 | 85.10 | 73.00 |  |  |  |  | 550 | 420 | 100 | 4000 |  | 84159000
081606-1 | End cap 2 pcs. | 078560 | 5340-22-611-1573 | 1 | 691.90 | 92.70 | 79.50 | 10 | 622.90 | 83.40 | 71.70 |  |  |  |  | 225 | 135 | 30 | 80 |  | 84159000
081606-10 | End cap 2 pcs. | 078560 | 5340-22-611-1573 | 1 | 691.90 | 92.70 | 79.50 | 10 | 622.90 | 83.40 | 71.70 |  |  |  |  | 225 | 135 | 30 | 80 |  | 84159000
081606-11 | End cap 2 pcs. | 078560 | 5340-22-611-1573 | 1 | 691.90 | 92.70 | 79.50 | 10 | 622.90 | 83.40 | 71.70 |  |  |  |  | 225 | 135 | 30 | 80 |  | 84159000
081606-12 | End cap 2 pcs. | 078560 | 5340-22-611-1573 | 1 | 691.90 | 92.70 | 79.50 | 10 | 622.90 | 83.40 | 71.70 |  |  |  |  | 225 | 135 | 30 | 80 |  | 84159000
081606-13 | End cap 2 pcs. | 078560 | 5340-22-611-1573 | 1 | 691.90 | 92.70 | 79.50 | 10 | 622.90 | 83.40 | 71.70 |  |  |  |  | 225 | 135 | 30 | 80 |  | 84159000
081606-14 | End cap 2 pcs. | 078560 | 5340-22-611-1573 | 1 | 691.90 | 92.70 | 79.50 | 10 | 622.90 | 83.40 | 71.70 |  |  |  |  | 225 | 135 | 30 | 80 |  | 84159000
081606-2 | End cap 2 pcs. | 078560 | 5340-22-611-1573 | 1 | 691.90 | 92.70 | 79.50 | 10 | 622.90 | 83.40 | 71.70 |  |  |  |  | 225 | 135 | 30 | 80 |  | 84159000
081606-3 | End cap 2 pcs. | 078560 | 5340-22-611-1573 | 1 | 691.90 | 92.70 | 79.50 | 10 | 622.90 | 83.40 | 71.70 |  |  |  |  | 225 | 135 | 30 | 80 |  | 84159000
081606-4 | End cap 2 pcs. | 078560 | 5340-22-611-1573 | 1 | 691.90 | 92.70 | 79.50 | 10 | 622.90 | 83.40 | 71.70 |  |  |  |  | 225 | 135 | 30 | 80 |  | 84159000
081606-5 | End cap 2 pcs. | 078560 | 5340-22-611-1573 | 1 | 691.90 | 92.70 | 79.50 | 10 | 622.90 | 83.40 | 71.70 |  |  |  |  | 225 | 135 | 30 | 80 |  | 84159000
081606-6 | End cap 2 pcs. | 078560 | 5340-22-611-1573 | 1 | 691.90 | 92.70 | 79.50 | 10 | 622.90 | 83.40 | 71.70 |  |  |  |  | 225 | 135 | 30 | 80 |  | 84159000
081606-7 | End cap 2 pcs. | 078560 | 5340-22-611-1573 | 1 | 691.90 | 92.70 | 79.50 | 10 | 622.90 | 83.40 | 71.70 |  |  |  |  | 225 | 135 | 30 | 80 |  | 84159000
081606-8 | End cap 2 pcs. | 078560 | 5340-22-611-1573 | 1 | 691.90 | 92.70 | 79.50 | 10 | 622.90 | 83.40 | 71.70 |  |  |  |  | 225 | 135 | 30 | 80 |  | 84159000
081606-9 | End cap 2 pcs. | 078560 | 5340-22-611-1573 | 1 | 691.90 | 92.70 | 79.50 | 10 | 622.90 | 83.40 | 71.70 |  |  |  |  | 225 | 135 | 30 | 80 |  | 84159000
081607 | Drip tray |  | 4940-22-611-9588 | 1 | 1419.50 | 190.10 | 163.20 | 10 | 1277.60 | 171.30 | 146.80 |  |  |  |  | 720 | 190 | 100 | 1000 |  | 84159000
081608 | Insulation for partition plate |  | 5640-22-610-9630 | 1 | 935.10 | 125.20 | 107.20 | 10 | 841.30 | 112.80 | 96.60 |  |  |  |  | 740 | 740 | 280 | 300 |  | 84159000
081609 | Ferrule, 100 pcs. |  | 4730-22-611-5504 | 1 | 537.20 | 71.90 | 61.50 | 10 | 483.30 | 64.60 | 55.60 |  |  |  |  | 130 | 220 | 50 | 300 |  | 84159000
081614-1 | Air guiding platefor evaporator 2 pcs. |  |  | 1 | 920.50 | 123.20 | 105.90 | 10 | 828.40 | 111.00 | 95.20 |  |  |  |  | 320 | 220 | 50 | 500 |  | 84159000
081614-2 | Air guiding platefor evaporator 2 pcs. |  |  | 1 | 920.50 | 123.20 | 105.90 | 10 | 828.40 | 111.00 | 95.20 |  |  |  |  | 320 | 220 | 50 | 500 |  | 84159000
081614-3 | Air guiding platefor evaporator 2 pcs. |  |  | 1 | 920.50 | 123.20 | 105.90 | 10 | 828.40 | 111.00 | 95.20 |  |  |  |  | 320 | 220 | 50 | 500 |  | 84159000
081614-4 | Air guiding platefor evaporator 2 pcs. |  |  | 1 | 920.50 | 123.20 | 105.90 | 10 | 828.40 | 111.00 | 95.20 |  |  |  |  | 320 | 220 | 50 | 500 |  | 84159000
081614-5 | Air guiding platefor evaporator 2 pcs. |  |  | 1 | 920.50 | 123.20 | 105.90 | 10 | 828.40 | 111.00 | 95.20 |  |  |  |  | 320 | 220 | 50 | 500 |  | 84159000
081616 | Sensor with metal housing, NTC 2K72 ohm, 2m | 087429 |  | 1 | 216.00 | 28.80 | 24.80 | 10 | 194.40 | 25.90 | 22.30 |  |  |  |  | 120 | 120 | 30 | 50 |  | 84159000 | CN
081622 | Hose clamp, stainless, 10 pcs. |  |  | 1 | 737.70 | 98.80 | 84.60 | 10 | 663.80 | 89.00 | 76.10 |  |  |  |  | 150 | 100 | 100 | 50 |  | 84159000
081623-1 | Side cover plate, right, insulation |  |  | 1 | 1039.50 | 139.30 | 119.40 | 10 | 935.60 | 125.20 | 107.50 |  |  |  |  | 1000 | 650 | 50 | 4240 |  | 84159000
081623-2 | Side cover plate, right, insulation |  |  | 1 | 1039.50 | 139.30 | 119.40 | 10 | 935.60 | 125.20 | 107.50 |  |  |  |  | 1000 | 650 | 50 | 4240 |  | 84159000
081623-3 | Side cover plate, right, insulation |  |  | 1 | 1039.50 | 139.30 | 119.40 | 10 | 935.60 | 125.20 | 107.50 |  |  |  |  | 1000 | 650 | 50 | 4240 |  | 84159000
081623-4 | Side cover plate, right, insulation |  |  | 1 | 1039.50 | 139.30 | 119.40 | 10 | 935.60 | 125.20 | 107.50 |  |  |  |  | 1000 | 650 | 50 | 4240 |  | 84159000
081623-5 | Side cover plate, right, insulation |  |  | 1 | 1039.50 | 139.30 | 119.40 | 10 | 935.60 | 125.20 | 107.50 |  |  |  |  | 1000 | 650 | 50 | 4240 |  | 84159000
081623-6 | Side cover plate, right, insulation |  |  | 1 | 1039.50 | 139.30 | 119.40 | 10 | 935.60 | 125.20 | 107.50 |  |  |  |  | 1000 | 650 | 50 | 4240 |  | 84159000
081625 | Counter nut, brass 10 pcs. | 527520 | 5310-22-608-6146 | 1 | 425.20 | 57.00 | 48.90 | 10 | 382.70 | 51.10 | 43.80 |  |  |  |  | 130 | 220 | 30 | 50 |  | 84159000
081627 | Hose adapter 3/8" , 5 pcs. |  | 4730-22-610-9653 | 1 | 497.50 | 66.60 | 57.30 | 10 | 447.90 | 59.80 | 51.40 |  |  |  |  | 130 | 220 | 60 | 50 |  | 84159000
081631-1 | Thermostatic valve | 603967 |  | 1 | 1213.40 | 162.60 | 139.60 | 10 | 1092.30 | 146.30 | 125.50 |  |  |  |  | 250 | 175 | 100 | 420 |  | 84159000
081631-2 | Thermostatic valve | 603967 |  | 1 | 1213.40 | 162.60 | 139.60 | 10 | 1092.30 | 146.30 | 125.50 |  |  |  |  | 250 | 175 | 100 | 420 |  | 84159000
081632-1 | Supporting bracket, oil burner | 075980 | 4520-22-126-7337 | 1 | 662.40 | 88.70 | 76.10 | 10 | 596.10 | 80.10 | 68.50 |  |  |  |  | 220 | 130 | 50 | 500 |  | 73229000
081632-2 | Supporting bracket, oil burner | 075980 | 4520-22-126-7337 | 1 | 662.40 | 88.70 | 76.10 | 10 | 596.10 | 80.10 | 68.50 |  |  |  |  | 220 | 130 | 50 | 500 |  | 73229000
081632-3 | Supporting bracket, oil burner | 075980 | 4520-22-126-7337 | 1 | 662.40 | 88.70 | 76.10 | 10 | 596.10 | 80.10 | 68.50 |  |  |  |  | 220 | 130 | 50 | 500 |  | 73229000
081632-4 | Supporting bracket, oil burner | 075980 | 4520-22-126-7337 | 1 | 662.40 | 88.70 | 76.10 | 10 | 596.10 | 80.10 | 68.50 |  |  |  |  | 220 | 130 | 50 | 500 |  | 73229000
081632-5 | Supporting bracket, oil burner | 075980 | 4520-22-126-7337 | 1 | 662.40 | 88.70 | 76.10 | 10 | 596.10 | 80.10 | 68.50 |  |  |  |  | 220 | 130 | 50 | 500 |  | 73229000
081635-1 | Receiver + line drier |  | 4130-22-611-9712 | 1 | 996.80 | 119.90 | 114.60 | 10 | 897.20 | 119.90 | 103.10 |  |  |  |  | 380 | 185 | 165 | 2000 |  | 84159000
081635-2 | Receiver + line drier |  | 4130-22-611-9712 | 1 | 981.10 | 131.30 | 112.60 | 10 | 883.00 | 118.20 | 101.40 |  |  |  |  | 380 | 185 | 165 | 2000 |  | 84159000
081661-1 | Grille for air inlet | 079220 | 5340-22-607-2660 | 1 | 680.70 | 91.30 | 78.10 | 10 | 612.70 | 82.30 | 70.20 |  |  |  |  | 560 | 300 | 20 | 300 |  | 73229000
081661-2 | Grille for air inlet | 079220 | 5340-22-607-2660 | 1 | 680.70 | 91.30 | 78.10 | 10 | 612.70 | 82.30 | 70.20 |  |  |  |  | 560 | 300 | 20 | 300 |  | 73229000
081661-3 | Grille for air inlet | 079220 | 5340-22-607-2660 | 1 | 680.70 | 91.30 | 78.10 | 10 | 612.70 | 82.30 | 70.20 |  |  |  |  | 560 | 300 | 20 | 300 |  | 73229000
081670 | Cable entry+nut PG13,5 20 pcs. | 527040,527540 | 5975-22-630-5302 | 1 | 565.90 | 75.80 | 65.10 | 10 | 509.10 | 68.20 | 58.70 |  |  |  |  | 190 | 100 | 70 | 75 |  | 84159000
081675 | Cable entry+nut PG9 , 20pcs. |  | 5975-12-163-2887 | 1 | 524.00 | 69.90 | 60.10 | 10 | 471.70 | 63.20 | 54.20 |  |  |  |  | 130 | 220 | 30 | 75 |  | 84159000
081676 | Cable entry+nut PG16 , 20Pcs | 527030,527560 |  | 1 | 607.70 | 81.40 | 69.70 | 10 | 547.00 | 73.30 | 62.90 |  |  |  |  | 130 | 220 | 30 | 75 |  | 84159000
081678-1 | Electrical box |  |  | 1 | 836.80 | 111.80 | 96.30 | 10 | 753.10 | 100.80 | 86.50 |  |  |  |  | 1000 | 500 | 500 | 7000 |  | 84159000
081678-2 | Electrical box |  |  | 1 | 836.80 | 111.80 | 96.30 | 10 | 753.10 | 100.80 | 86.50 |  |  |  |  | 1000 | 500 | 500 | 7000 |  | 84159000
081678-3 | Electrical box |  |  | 1 | 836.80 | 111.80 | 96.30 | 10 | 753.10 | 100.80 | 86.50 |  |  |  |  | 1000 | 500 | 500 | 7000 |  | 84159000
081678-4 | Electrical box |  |  | 1 | 836.80 | 111.80 | 96.30 | 10 | 753.10 | 100.80 | 86.50 |  |  |  |  | 1000 | 500 | 500 | 7000 |  | 84159000
081678-5 | Electrical box |  |  | 1 | 836.80 | 111.80 | 96.30 | 10 | 753.10 | 100.80 | 86.50 |  |  |  |  | 1000 | 500 | 500 | 7000 |  | 84159000
081678-6 | Electrical box |  |  | 1 | 836.80 | 111.80 | 96.30 | 10 | 753.10 | 100.80 | 86.50 |  |  |  |  | 1000 | 500 | 500 | 7000 |  | 84159000
081680 | Control lamp and gasket, red, 10 pcs. |  | 6210-22-610-9805 | 1 | 961.80 | 128.90 | 110.30 | 10 | 865.40 | 116.00 | 99.40 |  |  |  |  | 150 | 105 | 70 | 70 |  | 84159000
081682 | Control lamp and gasket, green, 10 pcs |  | 6210-22-610-9806 | 1 | 962.30 | 128.90 | 110.30 | 10 | 866.00 | 116.00 | 99.40 |  |  |  |  | 150 | 105 | 70 | 70 |  | 84159000
081683 | Washer 10 pcs |  |  | 1 | 307.70 | 41.30 | 35.40 | 10 | 276.80 | 37.00 | 32.00 |  |  |  |  | 130 | 220 | 500 | 75 |  | 84159000
081686-1 | Transformer 80 VA | 018527 |  | 1 | 897.70 | 120.20 | 103.10 | 10 | 807.90 | 108.40 | 93.00 |  |  |  |  | 195 | 110 | 95 | 990 |  | 84159000
081686-2 | Transformer 80 VA | 018527 |  | 1 | 897.70 | 120.20 | 103.10 | 10 | 807.90 | 108.40 | 93.00 |  |  |  |  | 195 | 110 | 95 | 990 |  | 84159000
081687 | Auxilia contact CB-NC |  | 5945-22-620-7946 | 1 | 525.60 | 70.20 | 60.40 | 10 | 473.20 | 63.40 | 54.50 |  |  |  |  | 150 | 105 | 70 | 110 |  | 84159000
081692 | Thermo relay |  | 5945-22-609-9729 | 1 | 503.50 | 67.40 | 57.80 | 10 | 453.20 | 60.70 | 52.00 |  |  |  |  | 195 | 110 | 95 | 110 |  | 84159000
081693 | Assembly plate |  | 5340-22-611-9517 | 1 | 679.50 | 91.00 | 77.80 | 10 | 611.60 | 82.00 | 69.90 |  |  |  |  | 210 | 290 | 190 | 500 |  | 84159000
081694 | Screw M6x16, brass, 10 pcs |  |  | 1 | 324.60 | 43.60 | 37.00 | 10 | 292.00 | 39.30 | 33.40 |  |  |  |  | 130 | 220 | 20 | 50 |  | 84159000
081695 | Washer 10 pcs |  |  | 1 | 313.10 | 41.80 | 36.00 | 10 | 281.60 | 38.00 | 32.60 |  |  |  |  | 130 | 220 | 20 | 40 |  | 84159000
081696 | Toothed lock washer, 20 pcs |  |  | 1 | 305.60 | 41.00 | 35.20 | 10 | 274.90 | 36.80 | 31.70 |  |  |  |  | 130 | 220 | 100 | 50 |  | 84159000
081697 | Nut M6, brass, 10 stk. |  |  | 1 | 441.40 | 59.00 | 50.50 | 10 | 397.40 | 53.00 | 45.40 |  |  |  |  | 130 | 220 | 20 | 50 |  | 84159000
081698 | DIN Rail |  | 5975-22-611-2206 | 1 | 333.60 | 44.60 | 38.50 | 10 | 300.10 | 40.50 | 34.50 |  |  |  |  | 140 | 100 | 100 | 20 |  | 84159000
081699 | DIN Rail |  | 5340-22-611-1611 | 1 | 370.30 | 49.40 | 42.40 | 10 | 333.30 | 44.40 | 38.20 |  |  |  |  | 130 | 220 | 50 | 20 |  | 84159000
081700 | Packing for mode selector |  |  | 1 | 752.00 | 100.60 | 86.20 | 10 | 676.40 | 90.40 | 77.50 |  |  |  |  | 130 | 220 | 50 | 50 |  | 84159000
081702 | DIN Rail |  | 5340-22-611-2283 | 1 | 325.70 | 43.60 | 37.60 | 10 | 293.20 | 39.30 | 33.70 |  |  |  |  | 130 | 220 | 50 | 20 |  | 84159000
081802 | Condensate pump | 081894 |  | 1 | 1927.50 | 258.00 | 221.30 | 10 | 1734.70 | 232.20 | 199.20 |  |  |  |  | 200 | 100 | 90 | 1230 |  | 84135080 | DK
081813 | Cable set for bypass motor, 735mm |  |  | 1 | 116.80 | 15.80 | 13.40 | 10 | 105.10 | 14.20 | 12.10 |  |  |  |  | 130 | 220 | 50 | 50 |  | 85444290 | CN
081862 | Panel filter, M5/ePM10 70%, 785 x 500 |  |  | 1 | 1009.70 | 135.20 | 115.90 | 10 | 908.70 | 121.70 | 104.30 |  |  |  |  | 810 | 625 | 170 | 2664 |  | 56031110
081863 | Fresh air filter, F7/ePM1 55%, 785x500x48 |  |  | 1 | 1534.40 | 205.50 | 176.30 | 10 | 1381.00 | 185.00 | 158.70 |  |  |  |  | 810 | 630 | 170 | 2702 |  | 84159000
081867 | EC fan DanX 3 |  |  | 1 | 12271.60 | 1642.90 | 1409.20 | 10 | 11044.40 | 1478.60 | 1268.30 |  |  |  |  | 480 | 480 | 490 | 18430 |  | 84159000
081873 | Expansion valve |  |  | 1 | 1866.00 | 249.80 | 214.20 | 10 | 1679.40 | 224.80 | 192.80 |  |  |  |  | 195 | 110 | 95 | 350 |  | 84159000
081876 | Capacitor, running capacitor 60 µf | 081874 |  | 1 | 490.50 | 65.70 | 56.30 | 10 | 441.50 | 59.10 | 50.70 |  |  |  |  | 220 | 220 | 160 | 250 |  | 85322200 | DK
081937-5 | Grill, VA-M15 | 076320 |  | 1 | 662.70 | 88.70 | 76.10 | 10 | 596.40 | 79.80 | 68.50 |  |  |  |  | 400 | 100 | 30 | 700 |  | 73229000
084072 | Bracket, fan bracket | 072398,032880,072410,032854,037099 | 5340-22-615-5765 | 1 | 24.30 | 3.20 | 3.00 | 10 | 21.90 | 2.90 | 2.70 |  |  |  |  | 110 | 40 | 20 | 38 |  | 84159000
084076 | Bracket, fan bracket | 032880,072398,037099 | 5340-22-611-2281 | 1 | 91.70 | 12.60 | 10.80 | 10 | 82.50 | 11.30 | 9.70 |  |  |  |  | 380 | 170 | 100 | 227 |  | 84159000 | DK
084753 | Rail for compressor |  |  | 1 | 107.20 | 14.60 | 12.60 | 10 | 96.50 | 13.10 | 11.30 |  |  |  |  | 0 | 0 | 0 | 247 |  | 73269098
084764 | Bracket for PCB |  |  | 1 | 125.80 | 17.00 | 14.60 | 10 | 113.20 | 15.30 | 13.10 |  |  |  |  | 0 | 0 | 0 | 321 |  | 73269098
084767-1 | Wall suspension bar |  |  | Single item PCS: 1; Single item DKK: 165.80; Single item EUR: 22.30; Single item GBP: 19.00 | 0 | 0 | 0 | 405 |  | 73269098
084771 | Sheet filter, PPI 15, CDF 10 |  |  | 1 | 43.70 | 5.80 | 5.00 | 10 | 39.30 | 5.30 | 4.50 |  |  |  |  | 250 | 200 | 30 | 44 |  | 84219990 | PL
084792 | Holder for water container |  |  | 1 | 193.80 | 26.00 | 22.50 | 10 | 174.40 | 23.40 | 20.30 |  |  |  |  | 350 | 150 | 500 | 500 |  | 73269098
084793 | Holder for magnetic switch |  |  | 1 | 64.60 | 8.80 | 7.30 | 10 | 58.10 | 7.90 | 6.60 |  |  |  |  | 0 | 0 | 0 | 7 |  | 73269098
084794 | Stop rail for water container |  |  | 1 | 52.20 | 7.00 | 6.10 | 10 | 47.00 | 6.30 | 5.50 |  |  |  |  | 322 | 34 | 10 | 60 |  | 73269098
085645 | Radial fan, 190mm, 230 V EC | 087165 |  | 1 | 1496.80 | 200.40 | 171.80 | 10 | 1347.10 | 180.30 | 154.70 |  |  |  |  | 195 | 195 | 900 | 1125 |  | 84145935 | DE
085656 | Rubber gasket, for 3 sensors | 087168 |  | 1 | 28.80 | 4.10 | 3.50 | 10 | 25.90 | 3.70 | 3.20 |  |  |  |  | 0 | 0 | 0 | 11 |  | 40082900 | DK
085657 | Rubber gasket, for 4 cables | 087168 |  | 1 | 47.10 | 6.40 | 5.50 | 10 | 42.40 | 5.80 | 5.00 |  |  |  |  | 0 | 0 | 0 | 18 |  | 40082900 | DK
085658 | Rubber gasket, for 7 cables | 087168 |  | 1 | 63.10 | 8.50 | 7.30 | 10 | 56.80 | 7.70 | 6.60 |  |  |  |  | 0 | 0 | 0 | 26 |  | 40082900 | DK
085672 | Insulating gasket, 4 cables, long | 087168 |  | 1 | 62.50 | 8.50 | 7.30 | 10 | 56.30 | 7.70 | 6.60 |  |  |  |  | 0 | 0 | 0 | 25 |  | 40169952 | DK
085673 | Capacitor 40µF kit | 602468 | 5910-22-623-8725 | 1 | 513.60 | 68.50 | 59.00 | 10 | 462.20 | 61.50 | 53.00 |  |  |  |  | 195 | 110 | 100 | 210 |  | 84158100
085687 | Cable set, USB cable, 260mm |  |  | 1 | 98.20 | 13.10 | 11.30 | 10 | 88.40 | 11.80 | 10.20 |  |  |  |  | 230 | 200 | 50 | 50 |  | 85444290 | CN
085818 | Sensor kit, temperature | 087167 |  | 1 | 302.70 | 40.50 | 35.00 | 10 | 272.40 | 36.50 | 31.50 |  |  |  |  | 120 | 120 | 20 | 50 |  | 84159000 | CN
085871 | Toroidal transformer, 230 V AC/24 V AC/40 VA |  |  | 1 | 769.20 | 103.00 | 88.20 | 10 | 692.30 | 92.70 | 79.40 |  |  |  |  | 100 | 100 | 40 | 732 |  | 85043180 | CN
085909 | Thermostatic valve |  |  | 1 | 1477.90 | 197.80 | 169.70 | 10 | 1330.10 | 178.10 | 152.70 |  |  |  |  | 245 | 170 | 100 | 348 |  | 84159000
085914 | Thermostatic valve |  |  | 1 | 3948.10 | 528.50 | 453.30 | 10 | 3553.30 | 475.70 | 408.00 |  |  |  |  | 245 | 170 | 95 | 1100 |  | 84159000
085916 | Thermostatic valve, R407C 3/8x 1/2x 1/4 |  |  | 1 | 1853.70 | 248.10 | 212.80 | 10 | 1668.30 | 223.30 | 191.50 |  |  |  |  | 250 | 170 | 95 | 260 |  | 84159000
086002 | Filter 10pcs. | 540860 | 2910-22-257-4025 | 1 | 816.30 | 109.20 | 93.80 | 10 | 734.60 | 98.30 | 84.60 |  |  |  |  | 225 | 135 | 300 | 20 |  | 73229000
086005 | Draining connection, countersunk |  |  | 1 | 35.60 | 4.80 | 4.10 | 10 | 32.00 | 4.30 | 3.70 |  |  |  |  | 80 | 80 | 30 | 50 |  | 39269097 | DK
086006 | Panel filter, H13 - 610 x 610 x 292 mm AC-M18 |  | 4130-22-628-2699 | 1 | 3585.70 | 480.00 | 411.70 | 10 | 3227.10 | 432.00 | 370.50 |  |  |  |  | 610 | 610 | 292 | 15800 |  | 84159000 | DK
086066-1 | Flange for burner VA-M |  |  | 1 | 1006.70 | 134.80 | 115.60 | 10 | 906.20 | 121.60 | 104.20 |  |  |  |  | 250 | 175 | 100 | 1356 |  | 73229000
086144 | Fan 60 Hz | 076993 | 4140-22-626-7609 | 1 | 3889.90 | 520.90 | 446.80 | 10 | 3500.90 | 468.80 | 402.10 |  |  |  |  | 475 | 475 | 155 | 2500 |  | 84158100
086188 | Control board | 046350 | 4130-22-626-3922 | 1 | 21026.60 | 2814.80 | 2414.40 | 10 | 18923.90 | 2533.30 | 2172.90 |  |  |  |  | 0 | 0 | 0 | 5000 |  | 84158100
086192-1 | Cover plate for electrical box |  |  | 1 | 986.40 | 132.00 | 113.50 | 10 | 887.80 | 118.80 | 101.90 |  |  |  |  | 270 | 230 | 100 | 500 |  | 84158100
086192-2 | Cover plate for electrical box |  |  | 1 | 986.40 | 132.00 | 113.50 | 10 | 887.80 | 118.80 | 101.90 |  |  |  |  | 270 | 230 | 100 | 500 |  | 84158100
086192-3 | Cover plate for electrical box |  |  | 1 | 986.40 | 132.00 | 113.50 | 10 | 887.80 | 118.80 | 101.90 |  |  |  |  | 270 | 230 | 100 | 500 |  | 84158100
086192-4 | Cover plate for electrical box |  |  | 1 | 986.40 | 132.00 | 113.50 | 10 | 887.80 | 118.80 | 101.90 |  |  |  |  | 270 | 230 | 100 | 500 |  | 84158100
086192-5 | Cover plate for electrical box |  |  | 1 | 986.40 | 132.00 | 113.50 | 10 | 887.80 | 118.80 | 101.90 |  |  |  |  | 270 | 230 | 100 | 500 |  | 84158100
086192-6 | Cover plate for electrical box |  |  | 1 | 986.40 | 132.00 | 113.50 | 10 | 887.80 | 118.80 | 101.90 |  |  |  |  | 270 | 230 | 100 | 500 |  | 84158100
086199 | Relay |  | 5925-22-620-7947 | 1 | 803.60 | 107.50 | 92.10 | 10 | 723.30 | 96.90 | 82.90 |  |  |  |  | 110 | 90 | 60 | 30 |  | 84158100
086200 | Cable entry+nut PG16, 20 pcs |  |  | 1 | 538.30 | 72.20 | 61.50 | 10 | 484.40 | 64.90 | 55.60 |  |  |  |  | 230 | 230 | 110 | 50 |  | 84158100
086202 | Terminal block 10 pcs |  |  | 1 | 570.90 | 76.30 | 65.40 | 10 | 513.90 | 68.80 | 59.00 |  |  |  |  | 190 | 100 | 70 | 20 |  | 84158100
086203 | Power supply plug |  |  | 1 | 497.50 | 66.60 | 57.30 | 10 | 447.90 | 59.80 | 51.40 |  |  |  |  | 190 | 100 | 70 | 50 |  | 84158100
086204 | Water splash cover for ETA |  | 5340-22-620-7950 | 1 | 429.90 | 57.60 | 49.40 | 10 | 387.00 | 51.70 | 44.40 |  |  |  |  | 225 | 135 | 30 | 10 |  | 84158100
086205 | Label set, 5 set |  |  | 1 | 818.60 | 109.50 | 93.80 | 10 | 736.50 | 98.60 | 84.60 |  |  |  |  | 130 | 220 | 50 | 20 |  | 84158100
086206 | Timer, heating coil |  | 6645-22-620-7944 | 1 | 1043.90 | 139.70 | 119.80 | 10 | 939.50 | 125.80 | 107.90 |  |  |  |  | 150 | 105 | 70 | 30 |  | 84158100
086207 | Heating element | 506060 | 4520-22-609-9711 | 1 | 658.30 | 88.10 | 75.60 | 10 | 592.50 | 79.30 | 68.00 |  |  |  |  | 320 | 230 | 55 | 510 |  | 84158100
086208 | OT thermostat | 513623 | 6685-22-609-9724 | 1 | 1404.80 | 188.10 | 161.20 | 10 | 1264.40 | 169.00 | 145.50 |  |  |  |  | 280 | 275 | 155 | 170 |  | 84158100
086210 | Limit thermostat | 513625 | 6685-22-609-9777 | 1 | 1129.60 | 151.10 | 129.70 | 10 | 1016.50 | 135.90 | 116.60 |  |  |  |  | 280 | 275 | 155 | 180 |  | 84158100
086211 | Mounting bracket for sensor, 10 pcs |  | 5340-22-611-1471 | 1 | 713.50 | 95.80 | 82.00 | 10 | 642.20 | 85.90 | 73.80 |  |  |  |  | 130 | 220 | 50 | 52 |  | 84158100
086302-1 | Tubular handle left, VA-M15 | 210270 |  | 1 | 1380.20 | 184.80 | 158.40 | 10 | 1242.30 | 166.20 | 142.70 |  |  |  |  | 100 | 100 | 100 | 100 |  | 73229000
086302-2 | Tubular handle left, VA-M15 | 210270 |  | 1 | 1380.20 | 184.80 | 158.40 | 10 | 1242.30 | 166.20 | 142.70 |  |  |  |  | 100 | 100 | 100 | 100 |  | 73229000
086302-3 | Tubular handle left, VA-M15 | 210270 |  | 1 | 1380.20 | 184.80 | 158.40 | 10 | 1242.30 | 166.20 | 142.70 |  |  |  |  | 100 | 100 | 100 | 100 |  | 73229000
086302-4 | Tubular handle left, VA-M15 | 210270 |  | 1 | 1380.20 | 184.80 | 158.40 | 10 | 1242.30 | 166.20 | 142.70 |  |  |  |  | 100 | 100 | 100 | 100 |  | 73229000
086302-5 | Tubular handle left, VA-M15 | 210270 |  | 1 | 1380.20 | 184.80 | 158.40 | 10 | 1242.30 | 166.20 | 142.70 |  |  |  |  | 100 | 100 | 100 | 100 |  | 73229000
086304 | Vibration damper, 8 pcs | 560930 | 5340-22-126-7333 | 1 | 604.30 | 80.90 | 69.40 | 10 | 543.90 | 72.80 | 62.40 |  |  |  |  | 225 | 135 | 50 | 120 |  | 73229000
086306 | Rubber strap with hooks | 540120 | 4020-22-126-7334 | 1 | 441.20 | 59.00 | 50.50 | 10 | 397.10 | 53.00 | 45.40 |  |  |  |  | 350 | 240 | 35 | 100 |  | 73229000
086308-1 | Bracket, absorber, 4 pcs |  |  | 1 | 621.70 | 83.10 | 71.70 | 10 | 559.30 | 74.70 | 64.30 |  |  |  |  | 320 | 220 | 50 | 100 |  | 73229000
086308-2 | Bracket, absorber, 4 pcs |  |  | 1 | 621.70 | 83.10 | 71.70 | 10 | 559.30 | 74.70 | 64.30 |  |  |  |  | 320 | 220 | 50 | 100 |  | 73229000
086308-3 | Bracket, absorber, 4 pcs |  |  | 1 | 621.70 | 83.10 | 71.70 | 10 | 559.30 | 74.70 | 64.30 |  |  |  |  | 320 | 220 | 50 | 100 |  | 73229000
086308-4 | Bracket, absorber, 4 pcs |  |  | 1 | 621.70 | 83.10 | 71.70 | 10 | 559.30 | 74.70 | 64.30 |  |  |  |  | 320 | 220 | 50 | 100 |  | 73229000
086308-5 | Bracket, absorber, 4 pcs |  |  | 1 | 621.70 | 83.10 | 71.70 | 10 | 559.30 | 74.70 | 64.30 |  |  |  |  | 320 | 220 | 50 | 100 |  | 73229000
086414-4 | Pressure sensitive switch, for HP pipe + dryfiltere | 032296 |  | 1 | 603.00 | 80.70 | 69.20 | 10 | 542.70 | 72.70 | 62.30 |  |  |  |  | 195 | 110 | 95 | 80 |  | 84158100
086414-6 | Pressure sensitive switch, for HP pipe + dryfiltere | 032296 |  | 1 | 615.50 | 80.70 | 69.20 | 1 | 603.00 | 72.70 | 62.30 | 10 | 542.70 |  |  | 195 | 110 | 95 | 80 |  | 84158100
086788 | Suspension fitting |  |  | 1 | 315.20 | 42.40 | 36.10 | 10 | 283.80 | 38.10 | 32.80 |  |  |  |  | 505 | 77 | 40 | 998 |  | 73269098 | DK
086810 | PCB connector |  |  | 1 | 22.90 | 3.10 | 2.60 | 10 | 20.70 | 2.80 | 2.40 |  |  |  |  | 0 | 0 | 0 | 3 |  | 85369010 | CN
086847 | Hour counter 24VAC 60Hz |  | 6645-22-621-7556 | 1 | 1378.70 | 184.60 | 158.30 | 10 | 1240.80 | 166.10 | 142.50 |  |  |  |  | 0 | 0 | 0 | 200 |  | 84159000
086987 | Shoes for (xx/cams) Snap-Line |  |  | 1 | 32.10 | 4.30 | 3.80 | 10 | 28.90 | 3.90 | 3.40 |  |  |  |  | 50 | 50 | 50 | 50 |  | 39269097 | DK
087036 | Dry filter, 3/8" | 094665,094665,063129,063125,011662,607232 |  | 1 | 174.20 | 23.30 | 20.00 | 10 | 156.70 | 21.00 | 18.00 |  |  |  |  | 125 | 60 | 60 | 23 |  | 84189990 | DK
087153 | USB 2.0 cable, USB-A male / USB-B, lenght 3 m |  |  | 1 | 70.50 | 9.50 | 8.20 | 10 | 63.50 | 8.60 | 7.40 |  |  |  |  | 100 | 100 | 500 | 80 |  | 85444290 | DK
087163-1 | Drip tray, complete |  |  | 1 | 2124.70 | 284.40 | 243.90 | 10 | 1912.20 | 256.00 | 219.50 |  |  |  |  | 1200 | 730 | 100 | 3252 |  | 84159000
087164-1 | Heat exchanger complete - 400 mm |  |  | 1 | 2991.40 | 400.50 | 343.40 | 10 | 2692.30 | 360.40 | 309.10 |  |  |  |  | 600 | 400 | 390 | 5026 |  | 84159000
087220-1 | Front plate |  |  | 1 | 2955.40 | 395.90 | 339.50 | 10 | 2659.90 | 356.30 | 305.60 |  |  |  |  | 1250 | 610 | 150 | 6060 |  | 84159000
087233 | Radial fan, 355mm, 48 V | 087365,087365 |  | 1 | 3757.30 | 503.00 | 431.40 | 10 | 3381.60 | 452.70 | 388.20 |  |  |  |  | 0 | 0 | 0 | 4300 |  | 84145935 | DE
087277 | Filter gasket | 087162 |  | 1 | 147.70 | 19.80 | 17.20 | 10 | 132.90 | 17.80 | 15.50 |  |  |  |  | 210 | 55 | 20 | 6 |  | 39201089 | DK
087320 | ELectric motor cpl. Vent R/C 6, Blue Ziehl Fan | 163033,037466 |  | 1 | 14428.70 | 1931.50 | 1656.60 | 10 | 12985.80 | 1738.40 | 1490.90 |  |  |  |  | 480 | 485 | 490 | 31000 |  | 84159000
087342 | HCV 500 - Filter kit, 2 x ISO C75% (G4) |  |  | 1 | 254.80 | 34.10 | 29.30 | 10 | 203.80 | 27.30 | 23.40 | 80 | 165.60 | 22.20 | 19.00 | 425 | 100 | 180 | 234 | Set of filters (2 single G4 filters in one box) One pallet contains 80 filter kits. | 84158200 | PL
087363 | Bag filter, ePM10 50%, F45, 540 x 487 x 500/9 |  |  | 1 | 532.70 | 71.30 | 61.20 | 10 | 426.10 | 57.00 | 48.90 | 50 | 346.20 | 46.30 | 39.80 | 540 | 490 | 150 | 1540 |  | 56031190 | PL
087392 | Pressure tap with cover | 081185 |  | 1 | 13.10 | 1.70 | 1.50 | 10 | 11.80 | 1.50 | 1.40 |  |  |  |  | 80 | 45 | 40 | 4 |  | 39269097 | DK
087679 | Fan DDM8/9 | 530150 |  | 1 | 4259.60 | 570.20 | 489.10 | 10 | 3833.70 | 513.20 | 440.10 |  |  |  |  | 420 | 420 | 420 | 14000 |  | 84145935
087851 | Control board, ACUE-3000 SMD, 48V DC | 840012 |  | 1 | 3345.20 | 447.80 | 384.10 | 10 | 3010.70 | 403.00 | 345.70 |  |  |  |  | 180 | 190 | 60 | 712 |  | 85371091 | DK
087861 | GMC-16M-24 mini contactor 3 pol + 1NO - 16A, 24VAC coil |  |  | 1 | 434.60 | 58.20 | 49.90 | 10 | 391.10 | 52.40 | 44.90 |  |  |  |  | 58 | 45 | 57 | 180 |  | 85364900 | DK
087921 | Cable gasket, 2 cables | 086529 |  | 1 | 17.00 | 2.30 | 2.00 | 10 | 15.30 | 2.10 | 1.80 |  |  |  |  | 32 | 20 | 20 | 8 |  | 40082900 | DK
088021-1 | Fan for TKS 60, (type A) |  |  | 1 | 4913.50 | 657.80 | 564.10 | 10 | 4422.10 | 592.00 | 507.70 |  |  |  |  | 420 | 420 | 420 | 6900 |  | 84159000
088021-2 | Fan for TKS 60, (type A) |  |  | 1 | 4752.00 | 636.10 | 545.60 | 10 | 4276.80 | 572.50 | 491.00 |  |  |  |  | 420 | 420 | 420 | 6900 |  | 84159000
088024-1 | Fan for TKS 60 (type B) |  |  | 1 | 6631.00 | 887.70 | 761.30 | 10 | 5967.90 | 798.90 | 685.20 |  |  |  |  | 420 | 420 | 420 | 6900 |  | 84159000
088024-2 | Fan for TKS 60 (type B) |  |  | 1 | 6394.40 | 856.00 | 734.10 | 10 | 5754.90 | 770.40 | 660.70 |  |  |  |  | 420 | 420 | 420 | 6900 |  | 84159000
088024-3 | Fan for TKS 60 (type B) |  |  | 1 | 6923.60 | 926.80 | 794.90 | 10 | 6231.20 | 834.20 | 715.40 |  |  |  |  | 420 | 420 | 420 | 6900 |  | 84159000
088027 | Filter CDP 75 | 069215,082167 |  | 1 | 261.80 | 35.00 | 30.10 | 10 | 235.60 | 31.50 | 27.00 |  |  |  |  | 550 | 330 | 60 | 90 |  | 84159000
088028 | Filter CDP 125 | 069316 |  | 1 | 281.40 | 37.60 | 32.40 | 10 | 212.40 | 28.40 | 24.50 |  |  |  |  | 740 | 400 | 60 | 142 |  | 84159000
088029 | Filter CDP 165 | 069364,086195 |  | 1 | 358.20 | 48.20 | 41.20 | 10 | 270.30 | 36.40 | 31.10 |  |  |  |  | 910 | 420 | 50 | 196 |  | 84159000
088093 | Radial fan, R3G310-RP12-31, 48 V | 093712 |  | 1 | 3640.20 | 487.30 | 417.90 | 10 | 3276.20 | 438.60 | 376.10 |  |  |  |  | 0 | 0 | 0 | 4400 |  | 84145935 | DE
088095 | Radial fan, 230 V, R3G310RO38A8 | 093714 |  | 1 | 3553.00 | 475.60 | 407.90 | 10 | 3197.70 | 428.10 | 367.10 |  |  |  |  | 0 | 0 | 0 | 4700 |  | 84145935 | DE
088218 | Duct sensor TG-K360 |  |  | 1 | 648.10 | 87.00 | 74.40 | 10 | 583.30 | 78.30 | 67.00 |  |  |  |  | 230 | 140 | 15 | 70 |  | 84159000
088220 | Thermostat, 80° | 037036 |  | 1 | 77.00 | 10.30 | 8.80 | 10 | 69.30 | 9.30 | 8.00 |  |  |  |  | 35 | 20 | 13 | 6 |  | 90321080 | DK
088253 | Ferrite |  | 5950-14-572-6317 | 1 | 100.30 | 13.50 | 11.50 | 10 | 90.30 | 12.20 | 10.30 |  |  |  |  | 0 | 0 | 0 | 82 |  | 84159000 | DK
088279 | Gasket for cover for control box | 071049,036729,037173 |  | 1 | 6.10 | 1.20 | 1.00 | 10 | 5.50 | 1.10 | 0.90 |  |  |  |  | 170 | 130 | 3 | 1 |  | 40081100 | DK
088381 | Condenser, CDP 50 | 094809 |  | 1 | 1927.10 | 258.00 | 221.30 | 10 | 1734.40 | 232.20 | 199.20 |  |  |  |  | 800 | 250 | 100 | 4245 |  | 84189910 | DK
088494-1 | Lock with handle, Trapdoor MKII, 2 pcs |  |  | 1 | 1203.50 | 160.90 | 138.10 | 10 | 1083.10 | 144.90 | 124.40 |  |  |  |  | 120 | 180 | 50 | 60 |  | 84159000
088494-2 | Lock with handle, Trapdoor MKII, 2 pcs |  |  | 1 | 1203.50 | 160.90 | 138.10 | 10 | 1083.10 | 144.90 | 124.40 |  |  |  |  | 120 | 180 | 50 | 60 |  | 84159000
088494-3 | Lock with handle, Trapdoor MKII, 2 pcs |  |  | 1 | 1203.50 | 160.90 | 138.10 | 10 | 1083.10 | 144.90 | 124.40 |  |  |  |  | 120 | 180 | 50 | 60 |  | 84159000
088494-4 | Lock with handle, Trapdoor MKII, 2 pcs |  |  | 1 | 1203.50 | 160.90 | 138.10 | 10 | 1083.10 | 144.90 | 124.40 |  |  |  |  | 120 | 180 | 50 | 60 |  | 84159000
088494-5 | Lock with handle, Trapdoor MKII, 2 pcs |  |  | 1 | 1061.70 | 142.10 | 121.90 | 10 | 955.50 | 127.90 | 109.70 |  |  |  |  | 120 | 180 | 50 | 60 |  | 84159000
088494-6 | Lock with handle, Trapdoor MKII, 2 pcs |  |  | 1 | 1203.50 | 160.90 | 138.10 | 10 | 1083.10 | 144.90 | 124.40 |  |  |  |  | 120 | 180 | 50 | 60 |  | 84159000
088494-7 | Lock with handle, Trapdoor MKII, 2 pcs |  |  | 1 | 1061.70 | 142.10 | 121.90 | 10 | 955.50 | 127.90 | 109.70 |  |  |  |  | 120 | 180 | 50 | 60 |  | 84159000
088494-8 | Lock with handle, Trapdoor MKII, 2 pcs |  |  | 1 | 1203.50 | 160.90 | 138.10 | 10 | 1083.10 | 144.90 | 124.40 |  |  |  |  | 120 | 180 | 50 | 60 |  | 84159000
088494-9 | Lock with handle, Trapdoor MKII, 2 pcs |  |  | 1 | 1203.50 | 160.90 | 138.10 | 10 | 1083.10 | 144.90 | 124.40 |  |  |  |  | 120 | 180 | 50 | 60 |  | 84159000
088514 | Cable set, RJ12 cable, straight pinout | 098960 |  | 1 | 287.00 | 38.60 | 33.00 | 10 | 258.30 | 34.70 | 29.70 |  |  |  |  | 110 | 110 | 30 | 148 |  | 85444210 | CN
088533 | Joint sealing compound, MS 553 light oak |  |  | 1 | 220.40 | 29.60 | 25.40 | 10 | 198.40 | 26.60 | 22.90 |  |  |  |  | 350 | 70 | 70 | 300 |  | 32141010 | DK
088711 | Condenser, CDP 70 | 094810 |  | 1 | 2761.60 | 369.00 | 317.40 | 10 | 2485.40 | 332.10 | 285.70 |  |  |  |  | 0 | 0 | 0 | 2900 |  | 84189910 | DK
088728 | Condenser, CDP 40 | 094667 |  | 1 | 1753.60 | 235.00 | 201.50 | 10 | 1578.20 | 211.50 | 181.30 |  |  |  |  | 0 | 0 | 0 | 3700 |  | 84189910 | DK
088731-1 | bottom | 210250 |  | 1 | 2049.80 | 274.40 | 235.40 | 10 | 1844.90 | 247.10 | 212.10 |  |  |  |  | 1280 | 560 | 280 | 900 |  | 84159000
088731-2 | bottom | 210250 |  | 1 | 2049.80 | 274.40 | 235.40 | 10 | 1844.90 | 247.10 | 212.10 |  |  |  |  | 1280 | 560 | 280 | 900 |  | 84159000
088731-3 | bottom | 210250 |  | 1 | 2049.80 | 274.40 | 235.40 | 10 | 1844.90 | 247.10 | 212.10 |  |  |  |  | 1280 | 560 | 280 | 900 |  | 84159000
088731-4 | bottom | 210250 |  | 1 | 2049.80 | 274.40 | 235.40 | 10 | 1844.90 | 247.10 | 212.10 |  |  |  |  | 1280 | 560 | 280 | 900 |  | 84159000
090140 | Harting Male, panel Metal Cover |  |  | 1 | 1617.10 | 216.20 | 184.80 | 10 | 1455.40 | 194.60 | 166.20 |  |  |  |  | 150 | 105 | 70 | 140 |  | 84159000
090167 | Fan for VA-M40 |  | 4140-22-630-4728 | 1 | 5401.80 | 723.10 | 620.30 | 10 | 4861.20 | 650.60 | 558.30 |  |  |  |  | 510 | 435 | 420 | 16515 |  | 73229000
090272 | HCC - Filter kit, 1x ISO C75% (G4) 1x ePM1 70% (F7) | 087998 |  | 1 | 281.10 | 37.60 | 32.30 | 10 | 224.80 | 30.10 | 25.80 | 140 | 182.70 | 24.50 | 21.00 | 230 | 210 | 100 | 310 | Set of filters (2 single filters in one box, G4 filter and F7 filter). One pallet contains 140 filter kits. | 84158200 | PL
090276-1 | Heat exchanger, alu |  |  | 1 | 3978.50 | 532.60 | 456.80 | 10 | 3580.70 | 479.30 | 411.10 |  |  |  |  | 610 | 410 | 510 | 6200 |  | 84159000
090680 | Controller, Honeywell MVC -WEB | 088704 |  | 1 | 9573.90 | 1281.60 | 1099.30 | 10 | 8616.50 | 1153.40 | 989.40 |  |  |  |  | 325 | 260 | 110 | 690 |  | 85371091
090682 | Siphon with ball kit, DanX 2/4 - DanX 9/18 |  |  | 1 | 1130.60 | 154.40 | 132.20 | 10 | 1017.50 | 139.00 | 119.00 |  |  |  |  | 245 | 170 | 95 | 182 |  | 84158200
090683 | Panel filter, H14 - 610 x 610 x 292 mm |  | 4130-22-628-2700 | 1 | 3739.40 | 500.60 | 429.30 | 10 | 3365.40 | 450.50 | 386.40 |  |  |  |  | 610 | 610 | 292 | 3333 |  | 84159000 | DK
090713 | Plastic gable for front CDP |  |  | 1 | 429.80 | 57.60 | 49.30 | 10 | 386.80 | 51.80 | 44.40 |  |  |  |  | 770 | 147 | 25 | 536 |  | 39269097 | DK
090733 | Radial fan, ER45C-ZID.GG.CR 5.2 kW (EC) 3 x 400 V |  |  | 1 | 17864.10 | 2391.50 | 2050.90 | 10 | 16077.70 | 2152.30 | 1845.80 |  |  |  |  | 630 | 550 | 650 | 43000 |  | 84145935 | DE
090887-1 | Front for water container kit |  |  | 1 | 1321.20 | 176.90 | 151.80 | 10 | 1189.10 | 159.20 | 136.60 |  |  |  |  | 570 | 280 | 100 | 2060 |  | 84159000
090973 | Panel filter, F7, 580 x 695 x 48mm, ACM 18 | 038782 | 4130-22-618-1033 | 1 | 1634.30 | 218.70 | 187.80 | 10 | 1470.90 | 197.10 | 168.80 |  |  |  |  | 700 | 585 | 53 | 1406 |  | 84159000 | PL
091107 | Satellite PCB/DC | 093713 |  | 1 | 991.90 | 132.80 | 114.20 | 10 | 892.70 | 119.50 | 102.80 |  |  |  |  | 105 | 80 | 30 | 54 |  | 85371091 | TH
091194 | Satellite PCB/AC | 093716 |  | 1 | 825.80 | 110.60 | 94.80 | 10 | 743.30 | 99.50 | 85.30 |  |  |  |  | 150 | 120 | 80 | 100 |  | 85371091 | TH
091221 | Clips for return woodpacking 50 pcs |  | 5340-22-628-5740 | 1 | 2746.50 | 367.50 | 315.30 | 10 | 2471.80 | 330.80 | 283.80 |  |  |  |  | 320 | 230 | 130 | 100 |  | 84159000
091229-1 | Generator housing | 017852 |  | 1 | 869.10 | 116.30 | 99.70 | 10 | 782.10 | 104.70 | 89.90 |  |  |  |  | 630 | 500 | 80 | 2510 |  | 73229000
091229-2 | Generator housing | 017852 |  | 1 | 869.10 | 116.30 | 99.70 | 10 | 782.10 | 104.70 | 89.90 |  |  |  |  | 630 | 500 | 80 | 2510 |  | 73229000
091229-3 | Generator housing | 017852 |  | 1 | 869.10 | 116.30 | 99.70 | 10 | 782.10 | 104.70 | 89.90 |  |  |  |  | 630 | 500 | 80 | 2510 |  | 73229000
091229-4 | Generator housing | 017852 |  | 1 | 869.10 | 116.30 | 99.70 | 10 | 782.10 | 104.70 | 89.90 |  |  |  |  | 630 | 500 | 80 | 2510 |  | 73229000
091255 | Control panel |  | 5930-22-628-5939 | 1 | 611.90 | 81.90 | 70.30 | 10 | 550.80 | 73.70 | 63.20 |  |  |  |  | 190 | 100 | 70 | 1000 |  | 84158100 | DK
091263 | Duct connector |  | 4130-22-628-5948 | Single item PCS: 1; Single item DKK: 633.50; Single item EUR: 84.80; Single item GBP: 72.70; Volume PCS: 10; Volume DKK: 76.30; Volume GBP: 65.40 | 230 | 230 | 100 | 2500 |  | 84158100 | DK
091268 | Drain hose (HX-M100) |  | 4720-22-628-5946 | 1 | 759.90 | 101.60 | 87.40 | 10 | 684.00 | 91.50 | 78.60 |  |  |  |  | 300 | 300 | 30 | 1000 |  | 84158100 | DK
091270 | Mounting brackets HX-M100 |  | 5340-22-628-5950 | 1 | 756.20 | 101.10 | 86.70 | 10 | 680.70 | 91.30 | 78.10 |  |  |  |  | 400 | 150 | 50 | 2000 |  | 84158100 | DK
091273 | Control board | 094687 |  | 1 | 212.80 | 28.50 | 24.40 | 10 | 191.50 | 25.60 | 22.00 |  |  |  |  | 245 | 50 | 1 | 10 |  | 85371091 | DK
091282 | Evaporator fan | 045876 |  | 1 | 4201.30 | 562.40 | 482.40 | 10 | 3781.20 | 506.20 | 434.10 |  |  |  |  | 480 | 480 | 480 | 9030 |  | 84159000
091283-2 | Evaporator coil |  |  | 1 | 3361.20 | 450.10 | 385.80 | 10 | 3025.00 | 405.20 | 347.40 |  |  |  |  | 800 | 615 | 167 | 4720 |  | 84159000
091286 | Drain hose, 0,5m |  |  | 1 | 609.90 | 81.70 | 69.90 | 10 | 549.00 | 73.50 | 63.20 |  |  |  |  | 250 | 250 | 70 | 200 |  | 84159000
091287-4 | Control board ERC 211 | 090787 |  | 1 | 2039.10 | 272.90 | 234.20 | 10 | 1835.10 | 245.80 | 210.60 |  |  |  |  | 190 | 100 | 70 | 150 |  | 84159000
091288-2 | Sensor, temperatur |  |  | 1 | 686.00 | 91.80 | 78.60 | 10 | 617.40 | 82.60 | 71.00 |  |  |  |  | 110 | 90 | 60 | 43 |  | 84159000
091330 | Control box with rails |  |  | 1 | 1215.50 | 162.80 | 139.60 | 10 | 1094.00 | 146.50 | 125.60 |  |  |  |  | 400 | 200 | 242 | 3000 |  | 84158300
091404 | Power supply, 230 V AC/48 V DC | 093717 |  | 1 | 295.30 | 39.50 | 33.90 | 10 | 265.80 | 35.60 | 30.50 |  |  |  |  | 100 | 60 | 30 | 130 |  | 85044090 | DK
091429 | Drip tray CDP 45T |  |  | 1 | 1297.30 | 173.60 | 149.10 | 10 | 1167.60 | 156.20 | 134.20 |  |  |  |  | 920 | 240 | 90 | 2390 |  | 84159000
091430 | Drip tray CDP 35T |  |  | 1 | 1100.80 | 147.40 | 126.80 | 10 | 990.70 | 132.70 | 114.10 |  |  |  |  | 590 | 200 | 50 | 200 |  | 84159000
091431 | Drip tray CDP 65T |  |  | 1 | 1387.20 | 185.90 | 159.30 | 10 | 1248.50 | 167.30 | 143.40 |  |  |  |  | 1450 | 220 | 50 | 2500 |  | 84159000
091567 | Sensor, humidity sensor, digital | 072416,072412 |  | 1 | 569.50 | 76.20 | 65.40 | 10 | 512.50 | 68.60 | 58.80 |  |  |  |  | 120 | 120 | 10 | 28 | ONLY for units with HIGHER serial number than: CDT 30: sn. 1609151415295, CDT 30S: sn. 1610281417779, CDT 40: sn.1608151411412, CDT 40S: sn. 1610281417679, CDT 60: sn. 1608101415938, CDT 90: sn. 1608151411484 | 90258080 | MX
091632 | Shielding plate, til print |  |  | 1 | 190.40 | 25.50 | 21.90 | 10 | 171.40 | 22.90 | 19.70 |  |  |  |  | 0 | 0 | 0 | 353 |  | 73269098
091640 | Power supply cable for control board, 1.2m, 1.5mm² | 094690 |  | 1 | 98.20 | 13.10 | 11.30 | 10 | 88.40 | 11.80 | 10.20 |  |  |  |  | 220 | 130 | 50 | 60 |  | 85444290 | CN
091643 | Cable set, ground cable, 300mm, terminal end semi-stripped, 2.5mm² | 094690 |  | 1 | 8.00 | 1.20 | 1.00 | 10 | 7.20 | 1.10 | 0.90 |  |  |  |  | 230 | 130 | 50 | 100 |  | 85444290 | CN
091647 | Cable set, ground cable, 660mm, terminal end-terminal end, 1.5mm² | 094690,094815 |  | 1 | 10.00 | 1.50 | 1.20 | 10 | 9.00 | 1.40 | 1.10 |  |  |  |  | 230 | 130 | 50 | 100 |  | 85444290 | CN
091648 | Cable set, ground cable, 300mm, terminal end-terminal end, 1.5mm² | 094690 |  | 1 | 6.80 | 1.20 | 1.00 | 10 | 6.10 | 1.10 | 0.90 |  |  |  |  | 230 | 130 | 50 | 100 |  | 85444290 | CN
091649 | Cable set, ground cable, 230mm, terminal end-annular terminal end, 1.5mm² | 094690 |  | 1 | 5.50 | 1.00 | 0.50 | 10 | 5.00 | 0.90 | 0.50 |  |  |  |  | 230 | 130 | 50 | 100 |  | 85444290 | CN
091662 | Radial fan, ER56C-ZID.GQ.CR 6.0kW(EC) 3x400V |  |  | 1 | 22529.10 | 3015.90 | 2586.60 | 10 | 20276.20 | 2714.30 | 2327.90 |  |  |  |  | 720 | 760 | 813 | 68000 |  | 84145935 | DE
091668 | Black nylon push-in rivets | 094681 |  | 1 | 7.30 | 1.20 | 1.00 | 10 | 6.60 | 1.10 | 0.90 |  |  |  |  | 50 | 50 | 50 | 20 |  | 39269097 | DK
091669 | Black nylon snap-together rivets, ratchet |  |  | 1 | 5.50 | 1.00 | 0.50 | 10 | 5.00 | 0.90 | 0.50 |  |  |  |  | 50 | 50 | 50 | 20 |  | 39269097 | DK
091700 | Cable harness, internal |  |  | 1 | 1505.40 | 201.30 | 173.00 | 10 | 1354.90 | 181.40 | 155.90 |  |  |  |  | 325 | 225 | 70 | 400 |  | 84158100
091745 | Radial fan, ER35C-ZID.DC.CR 2,5 kW (EC) 3x400V |  |  | 1 | 11622.10 | 1555.90 | 1334.30 | 10 | 10459.90 | 1400.30 | 1200.90 |  |  |  |  | 500 | 550 | 450 | 23000 |  | 84145935 | DE
091746 | Evaporator coil, 2RR, 400 x 320 x 44 | 093988 |  | 1 | 2329.60 | 312.10 | 267.70 | 10 | 2096.60 | 280.90 | 240.90 |  |  |  |  | 400 | 350 | 50 | 4000 |  | 84189910 | DK
091748 | Condenser, 3RR, 400 x 300 x 65 | 093989 |  | 1 | 2713.70 | 363.50 | 311.70 | 10 | 2442.30 | 327.20 | 280.50 |  |  |  |  | 400 | 300 | 70 | 7700 |  | 84189910 | DK
091749 | Water heating coil 2RR | 093995 |  | 1 | 3195.70 | 427.90 | 366.90 | 10 | 2876.10 | 385.10 | 330.20 |  |  |  |  | 400 | 300 | 50 | 4500 |  | 84159000 | DK
091753 | Lock, housing 90°, with hook | 094695 |  | 1 | 141.80 | 19.00 | 16.30 | 10 | 127.60 | 17.10 | 14.60 |  |  |  |  | 30 | 30 | 4 | 20 |  | 83014090 | DK
091758 | Damper, 310 x 205mm | 093997 |  | 1 | 1192.30 | 159.70 | 137.00 | 10 | 1073.10 | 143.70 | 123.30 |  |  |  |  | 0 | 0 | 0 | 2640 |  | 84159000 | DK
091786 | Status LED, CDP | 098805,094689 |  | 1 | 214.10 | 28.70 | 24.60 | 10 | 192.70 | 25.80 | 22.10 |  |  |  |  | 230 | 130 | 50 | 70 |  | 94054039 | PL
091787 | Temperature sensor | 098801,094813,094689,094814 |  | 1 | 153.00 | 20.50 | 17.60 | 10 | 137.70 | 18.40 | 15.80 |  |  |  |  | 225 | 60 | 15 | 30 |  | 84159000 | DK
091885 | Radial fan, ø250, without housing, 500 W |  |  | 1 | 5838.80 | 781.60 | 670.40 | 10 | 5254.90 | 703.50 | 603.30 |  |  |  |  | 0 | 0 | 0 | 7200 |  | 84145935 | DE
091903 | Thermostat, 40° | 098268,037034,290372,081189,081188 |  | 1 | 77.00 | 10.30 | 8.80 | 10 | 69.30 | 9.30 | 8.00 |  |  |  |  | 35 | 20 | 13 | 100 |  | 90321080 | DE
091930 | Plug, 8 pin |  |  | 1 | 295.70 | 39.80 | 33.90 | 10 | 266.10 | 35.80 | 30.50 |  |  |  |  | 50 | 1 | 3 | 10 |  | 85369010 | DK
091931 | Plug, AC Power 3 pos. |  |  | 1 | 113.00 | 15.30 | 13.10 | 10 | 101.70 | 13.80 | 11.80 |  |  |  |  | 50 | 30 | 10 | 10 |  | 85369010 | DK
092003 | Motor circuit breaker Q2 |  | 5925-22-628-8842 | 1 | 2946.20 | 394.40 | 338.30 | 10 | 2651.60 | 355.00 | 304.40 |  |  |  |  | 190 | 100 | 70 | 500 |  | 84158100
092061 | Cable set, power supply cable for preheater |  |  | 1 | 274.80 | 36.80 | 31.50 | 10 | 247.30 | 33.10 | 28.40 |  |  |  |  | 140 | 110 | 30 | 102 |  | 85444290 | DK
092081 | CC 3000 connector kit |  |  | 1 | 884.70 | 118.40 | 101.60 | 10 | 796.20 | 106.60 | 91.40 |  |  |  |  | 200 | 200 | 60 | 100 |  | 84159000 | DK
092089 | Blind cover | 175357 |  | 1 | 1129.00 | 151.20 | 129.60 | 10 | 1016.10 | 136.10 | 116.60 |  |  |  |  | 530 | 510 | 10 | 4160 |  | 84159000
092130-2 | Bypass motor assembly complete, incl. cable |  |  | 1 | 1179.50 | 157.90 | 135.40 | 10 | 1061.60 | 142.10 | 121.90 |  |  |  |  | 190 | 100 | 70 | 250 |  | 84159000 | CN
092132 | User panel | 092946 |  | 1 | 503.10 | 67.40 | 57.80 | 10 | 452.80 | 60.70 | 52.00 |  |  |  |  | 190 | 100 | 40 | 28 |  | 85371091 | DK
092135 | Capacitor, 1µF | 094975 |  | 1 | 118.80 | 16.00 | 13.80 | 10 | 106.90 | 14.40 | 12.40 |  |  |  |  | 110 | 90 | 25 | 54 |  | 85322200 | PL
092262 | Radial fan, ER56C-ZID.GL.CR 5.0 kW (EC) 3x400V |  |  | 1 | 21753.20 | 2912.10 | 2497.50 | 10 | 19577.90 | 2620.90 | 2247.70 |  |  |  |  | 1800 | 980 | 112 | 61000 |  | 84145935 | DE
092277-1 | Cover for control panel | 028033 |  | 1 | 797.00 | 106.70 | 91.50 | 10 | 717.20 | 96.00 | 82.60 |  |  |  |  | 380 | 220 | 100 | 980 |  | 73229000
092277-2 | Cover for control panel | 028033 |  | 1 | 797.00 | 106.70 | 91.50 | 10 | 717.20 | 96.00 | 82.60 |  |  |  |  | 380 | 220 | 100 | 980 |  | 73229000
092277-3 | Cover for control panel | 028033 |  | 1 | 797.00 | 106.70 | 91.50 | 10 | 717.20 | 96.00 | 82.60 |  |  |  |  | 380 | 220 | 100 | 980 |  | 73229000
092277-4 | Cover for control panel | 028033 |  | 1 | 797.00 | 106.70 | 91.50 | 10 | 717.20 | 96.00 | 82.60 |  |  |  |  | 380 | 220 | 100 | 980 |  | 73229000
092277-5 | Cover for control panel | 028033 |  | 1 | 797.00 | 106.70 | 91.50 | 10 | 717.20 | 96.00 | 82.60 |  |  |  |  | 380 | 220 | 100 | 980 |  | 73229000
092277-6 | Cover for control panel | 028033 |  | 1 | 797.00 | 106.70 | 91.50 | 10 | 717.20 | 96.00 | 82.60 |  |  |  |  | 380 | 220 | 100 | 980 |  | 73229000
092447 | Siphon with ball kit, DanX 1/2/3 | 088338 |  | 1 | 1218.80 | 163.10 | 140.10 | 10 | 1096.90 | 146.80 | 126.10 |  |  |  |  | 245 | 170 | 95 | 235 |  | 84159000
092550-1 | Cover, Blanking |  |  | 1 | 97.00 | 12.80 | 11.10 | 10 | 87.30 | 11.50 | 10.00 |  |  |  |  | 12 | 10 | 12 | 70 | 092550-1 is color RAL 1028 | 73269098
092583 | Rotary compressor, BSL253SDF-C7LU | 096461 |  | 1 | 4849.90 | 649.30 | 556.80 | 10 | 4364.90 | 584.30 | 501.10 |  |  |  |  | 330 | 220 | 220 | 11500 |  | 84143020 | DK
092961 | Cable, 5m, with connectors, 8 pins | 093724 |  | 1 | 537.70 | 72.10 | 61.60 | 10 | 483.90 | 64.90 | 55.40 |  |  |  |  | 320 | 270 | 30 | 406 |  | 85444290 | CN
093009-1 | Summer bypass shunt set |  |  | 1 | 1145.40 | 153.50 | 131.70 | 10 | 1030.90 | 138.20 | 118.50 |  |  |  |  | 575 | 385 | 60 | 422 |  | 84158200
093082 | Time relay, multifunctional timer | 098637,TD10H |  | 1 | 1007.70 | 134.90 | 115.70 | 10 | 906.90 | 121.40 | 104.10 |  |  |  |  | 150 | 80 | 25 | 50 |  | 85389091 | DK
093136 | Valve, thermostatic expansion valve | 093990 |  | 1 | 666.30 | 89.20 | 76.50 | 10 | 599.70 | 80.30 | 68.90 |  |  |  |  | 100 | 100 | 100 | 200 |  | 90321080 | DK
093140 | Condenser fan |  | 4140-22-629-2689 | 1 | 5358.80 | 717.40 | 615.30 | 10 | 4822.90 | 645.60 | 553.70 |  |  |  |  | 600 | 570 | 320 | 5000 |  | 84158100
093271 | Timer, On-delay 24-240 VAC/DC, | 068779,295155,RE22R1MYMR |  | 1 | 926.60 | 128.90 | 110.50 | 10 | 833.90 | 116.00 | 99.50 |  |  |  |  | 80 | 90 | 30 | 100 |  | 85389091 | CN
093332 | Thermostatic valve, TLEX 1.5 R407C 3/8 x 1/2 x 1/4 | 094819 |  | 1 | 554.70 | 74.30 | 63.70 | 10 | 499.20 | 66.80 | 57.30 |  |  |  |  | 220 | 220 | 100 | 250 | Thermo valve must be insulated.Insulation can be found here 074519.Insulation guide on the webshop. | 84811019 | DK
093333 | Thermostatic valve | 094684,094670 |  | 1 | 728.00 | 97.50 | 83.60 | 10 | 655.20 | 87.70 | 75.20 |  |  |  |  | 125 | 110 | 55 | 252 | Thermo valve must be insulated. Insulation can be found here 074519. Insulation guide on the webshop. | 84811019 | DK
093354 | Radial fan, 190mm | 036918 |  | 1 | 785.60 | 105.20 | 90.20 | 10 | 707.10 | 94.70 | 81.20 |  |  |  |  | 190 | 190 | 80 | 1275 |  | 84145935 | CZ
093355 | Radial fan, 220mm | 061557 |  | 1 | 948.80 | 127.00 | 108.90 | 10 | 853.90 | 114.30 | 98.00 |  |  |  |  | 220 | 220 | 75 | 1750 |  | 84145935 | DE
093478 | Filter kit, 2 x ISO C75% (G4) | 082095 |  | 1 | 295.20 | 39.50 | 33.90 | 10 | 236.20 | 31.60 | 27.10 | 54 | 191.90 | 25.70 | 22.00 | 580 | 110 | 175 | 315 | Set of filters (2 single G4 filters in one box) One pallet contains 54 filter kits. | 84158200 | PL
093479 | Filter kit, 1 x ISO C75% (G4) 1 x ePM1 70% (F7) |  |  | 1 | 469.10 | 62.80 | 53.90 | 10 | 375.30 | 50.20 | 43.10 | 54 | 304.90 | 40.80 | 35.00 | 580 | 110 | 175 | 625 | Set of filters (2 single filters in one box, G4 filter and F7 filter) One pallet contains 54 filter kits. | 84158200 | PL
093500 | Water heating coil, 3RR, 400 x 300 x 65 | 093996 |  | 1 | 2703.20 | 362.00 | 310.60 | 10 | 2432.90 | 325.80 | 279.50 |  |  |  |  | 400 | 300 | 80 | 7968 |  | 84159000 | DK
093719-16 | CC3000 contr. Not programmed |  |  | 1 | 2595.80 | 347.50 | 298.00 | 10 | 2336.30 | 312.80 | 268.20 |  |  |  |  | 350 | 240 | 135 | 645 | Firmware and configurations to be found HERE. Download and unzip to an empty SD card, 077213. Insert SD card and controller will be programmed. | 84159000
093740 | Cable set, solenoid valve, control board | 094690 |  | 1 | 65.70 | 9.00 | 7.50 | 10 | 59.10 | 8.10 | 6.80 |  |  |  |  | 200 | 200 | 50 | 80 |  | 85444290 | CN
093786 | Radial fan, DDM 7/9 E6G3304 1F 4P +FL+SCT | 531560 |  | 1 | 4662.70 | 624.20 | 535.20 | 10 | 4196.30 | 561.90 | 481.80 |  |  |  |  | 0 | 0 | 0 | 12600 |  | 84145935 | DK
093790 | Distance bushing, ø12 x 1.5 x 37.5mm | 094826,094693,094824, |  | 1 | 24.50 | 3.50 | 3.00 | 10 | 22.10 | 3.20 | 2.70 |  |  |  |  | 37 | 7 | 7 | 14 |  | 84149000 | DK
093803-3 | Roomthermostat cpl. |  |  | 1 | 3038.60 | 406.80 | 349.00 | 10 | 2734.70 | 366.20 | 314.20 |  |  |  |  | 270 | 270 | 140 | 1200 |  | 84159000
093805 | Fixing for pump |  |  | 1 | 28.00 | 3.70 | 3.20 | 10 | 25.20 | 3.30 | 2.90 |  |  |  |  | 98 | 28 | 13 | 36 |  | 73269098
093806 | Motor guard, B145-140A | 094234,481066,353353 |  | 1 | 25.20 | 3.40 | 2.90 | 10 | 22.70 | 3.00 | 2.60 |  |  |  |  | 100 | 100 | 70 | 100 |  | 84149000 | DK
093828 | Cover for compressor | 098448,094237,480616,522852,094238,522853,093793,481594 |  | 1 | 7.00 | 1.10 | 1.00 | 10 | 6.30 | 1.00 | 0.90 |  |  |  |  | 50 | 50 | 50 | 2 |  | 84149000 | DK
093830 | Gasket for compressor | 098448,094237,480616,522852,522853,093793,094238,481594 |  | 1 | 3.10 | 0.40 | 0.30 | 10 | 2.80 | 0.40 | 0.30 |  |  |  |  | 40 | 50 | 70 | 1 |  | 84149000 | DK
093832 | Vibration damper, h: 40mm | 098448,480616,522852,094237,094238,093793,522853,481594 |  | 1 | 5.80 | 0.80 | 0.60 | 10 | 5.20 | 0.70 | 0.50 |  |  |  |  | 10 | 10 | 40 | 1 |  | 40169300 | DK
093842 | Filter cover |  |  | 1 | 674.40 | 90.30 | 77.40 | 10 | 607.00 | 81.30 | 69.70 |  |  |  |  | 600 | 280 | 20 | 972 |  | 84159000
093843-1 | Front complete |  |  | 1 | 1126.30 | 150.60 | 129.30 | 10 | 1013.70 | 135.50 | 116.40 |  |  |  |  | 1200 | 700 | 80 | 5000 |  | 84159000
093844 | HCV 300 - Filter kit, 1 x ISO C75% (G4) 1 x ePM1 70% (F7) |  |  | 1 | 281.10 | 37.60 | 32.30 | 10 | 224.80 | 30.10 | 25.80 | 54 | 182.70 | 24.50 | 21.00 | 285 | 110 | 165 | 306 | Set of filters (2 single filters in one box, G4 filter and F7 filter) One pallet contains 54 filter kits. | 84158300 | PL
093845 | HCV 300 - Filter kit, 2 x ISO C75% (G4) |  |  | 1 | 218.40 | 29.20 | 25.10 | 10 | 174.70 | 23.40 | 20.10 | 138 | 142.00 | 19.00 | 16.30 | 285 | 110 | 165 | 198 | Set of filters (2 single G4 filters in one box) One pallet contains 138 filter kits. | 84158300 | PL
093982 | Duct cover panel |  |  | 1 | 1458.10 | 195.30 | 167.60 | 10 | 1312.30 | 175.80 | 150.80 |  |  |  |  | 560 | 370 | 105 | 2000 |  | 84159000
093983 | Panel filter, M5/ePM10 70%, 410 x 375 |  |  | 1 | 803.70 | 107.60 | 92.30 | 10 | 723.30 | 96.80 | 83.00 |  |  |  |  | 480 | 480 | 170 | 1115 |  | 56031110
093984 | Outdoor air filter F7 |  |  | 1 | 851.30 | 114.20 | 97.70 | 10 | 766.20 | 102.80 | 87.90 |  |  |  |  | 480 | 480 | 170 | 1145 |  | 84158100
093998 | By-pass/mixing damper | 071029 |  | 1 | 992.20 | 132.80 | 114.20 | 10 | 893.00 | 119.50 | 102.80 |  |  |  |  | 405 | 130 | 10 | 432 |  | 84159000
093999 | Recirculation damper |  |  | 1 | 878.40 | 117.70 | 101.00 | 10 | 790.60 | 105.90 | 90.90 |  |  |  |  | 220 | 130 | 100 | 600 |  | 84159000
094016 | LED indicator housing, 25 pcs. | 094689,098805 |  | 1 | 17.80 | 2.30 | 2.00 | 10 | 16.00 | 2.10 | 1.80 |  |  |  |  | 230 | 130 | 100 | 100 |  | 94054039 | DK
094152 | Fuse 58V DC / 10 Amp 10 pcs |  |  | 1 | 115.30 | 15.50 | 13.10 | 10 | 103.80 | 14.00 | 11.80 |  |  |  |  | 0 | 0 | 0 | 10 |  | 84159000
094173 | Frontplate with folio for controller |  | 4130-22-629-7081 | 1 | 3226.90 | 432.10 | 370.70 | 10 | 2904.30 | 389.00 | 333.60 |  |  |  |  | 500 | 400 | 300 | 2000 |  | 84158100
094230 | Sheet filter, Filter - PPI 15 - 1075 x 95 mm |  |  | 1 | 103.50 | 13.80 | 11.90 | 10 | 93.10 | 12.50 | 10.70 |  |  |  |  | 0 | 0 | 0 | 46 |  | 56031110 | DK
094236-1 | Compressor kit QXC-21K incl. accessories | 519352 |  | 1 | 1466.00 | 196.30 | 168.30 | 10 | 1319.40 | 176.60 | 151.50 |  |  |  |  | 385 | 295 | 370 | 15660 |  | 84159000
094236-2 | Compressor kit QXC-21K incl. accessories | 519352 |  | 1 | 11244.90 | 1505.40 | 1291.20 | 10 | 10120.40 | 1354.90 | 1162.10 |  |  |  |  | 385 | 295 | 370 | 15660 |  | 84159000
094251 | Sheet filter, Filter - PPI 15 - 740 x 95 mm |  |  | 1 | 64.40 | 8.60 | 7.40 | 10 | 58.00 | 7.70 | 6.70 |  |  |  |  | 740 | 95 | 15 | 32 |  | 56031110 | DK
094281 | Sheet filter, Filter - PPI 15 - 590 x 95 mm |  |  | 1 | 46.60 | 6.20 | 5.40 | 10 | 41.90 | 5.60 | 4.90 |  |  |  |  | 590 | 95 | 16 | 24 |  | 56031110 | DK
094431 | Filter drier, Combi filter drier | 099595,099606,480059,649350,649450,099616,286252,099609,133055,480236,481438,401251,480295,099613,481552 |  | 1 | 435.40 | 58.30 | 50.00 | 10 | 391.80 | 52.50 | 45.00 |  |  |  |  | 230 | 60 | 60 | 708 |  | 84189990 | DK
094437-1 | Wall suspension bar |  |  | 1 | 720.20 | 96.40 | 82.70 | 10 | 648.20 | 86.80 | 74.40 |  |  |  |  | 530 | 100 | 60 | 410 |  | 84159000
094459 | Radial fan, ER40C-ZID.DG.CR 3,3KW (EC) 3x400V |  |  | 1 | 12621.20 | 1689.60 | 1449.00 | 10 | 11359.10 | 1520.60 | 1304.10 |  |  |  |  | 500 | 500 | 520 | 31000 |  | 84145935 | DE
094486-1 | Cover f. hose lock ø400 |  |  | 1 | 1109.50 | 148.50 | 127.20 | 10 | 998.30 | 133.60 | 114.60 |  |  |  |  | 420 | 420 | 35 | 860 |  | 84158100
094497 | Printed circuit TRIAC, cpl. 220v 6a 50hz | 517500 | 5998-22-121-0971 | 1 | 3554.00 | 475.80 | 408.00 | 10 | 3198.60 | 428.20 | 367.20 |  |  |  |  | 230 | 235 | 120 | 360 | The PCB controller for VAM40MKI has a coil which has been discontinued. The coil is used for regulating the fan speed. In order to deliver the PCB controller in the future, Dantherm recommend that the fan speed regulation function is removed from the PCB controller,meaning that the fan run full speed all the time. The PCB controller will in the future be delivered without the fan regulation parts on it, and new connections established on the PCB board to make the fan run full speed. | 73229000
094664-1 | Front CDP/CDF 40, cpl. |  |  | 1 | 3507.20 | 469.70 | 402.90 | 10 | 3156.50 | 422.70 | 362.60 |  |  |  |  | 1075 | 390 | 860 | 3500 |  | 84159000
094664-2 | Front CDP/CDF 40, cpl. |  |  | 1 | 3507.20 | 469.70 | 402.90 | 10 | 3156.50 | 422.70 | 362.60 |  |  |  |  | 1075 | 390 | 860 | 3500 |  | 84159000
094666-1 | Terminal blocks on DIN rail, CDP/CDP-T/CDF 40-50-70 |  |  | 1 | 555.30 | 74.30 | 63.80 | 10 | 499.70 | 66.90 | 57.40 |  |  |  |  | 250 | 175 | 100 | 120 |  | 84159000
094666-2 | Terminal blocks on DIN rail, CDP/CDP-T/CDF 40-50-70 |  |  | 1 | 589.10 | 79.10 | 67.70 | 10 | 530.20 | 71.20 | 60.90 |  |  |  |  | 250 | 175 | 100 | 120 |  | 84159000
094670-1 | Evaporator coil, cpl., CDP/CDP-T 40 |  |  | 1 | 3392.10 | 454.20 | 389.40 | 10 | 3052.90 | 408.80 | 350.50 |  |  |  |  | 790 | 240 | 270 | 2750 |  | 84159000
094682-1 | Deflector plate, CDP 40T |  |  | 1 | 771.90 | 103.30 | 88.60 | 10 | 694.70 | 93.00 | 79.80 |  |  |  |  | 570 | 110 | 50 | 700 |  | 84159000
094683-1 | Drip tray, CDP/CDP-T 40 |  |  | 1 | 1403.40 | 188.60 | 161.50 | 10 | 1263.10 | 169.70 | 145.30 |  |  |  |  | 900 | 500 | 500 | 1200 |  | 84159000
094684-1 | Thermo valve, CDP/CDP-40 T with insulation |  |  | 1 | 720.80 | 96.50 | 82.80 | 10 | 648.70 | 86.80 | 74.50 |  |  |  |  | 195 | 110 | 90 | 252 |  | 84159000
094685-1 | Main controller, 40-50-70 |  |  | 1 | 2649.60 | 354.70 | 304.20 | 10 | 2384.60 | 319.20 | 273.80 |  |  |  |  | 320 | 185 | 90 | 330 |  | 84159000
094685-2 | Main controller, 40-50-70 |  |  | 1 | 2649.60 | 354.70 | 304.20 | 10 | 2384.60 | 319.20 | 273.80 |  |  |  |  | 320 | 185 | 90 | 330 |  | 84159000
094685-3 | Main controller, 40-50-70 |  |  | 1 | 2649.60 | 354.70 | 304.20 | 10 | 2384.60 | 319.20 | 273.80 |  |  |  |  | 320 | 185 | 90 | 330 |  | 84159000
094685-4 | Main controller, 40-50-70 |  |  | 1 | 2649.60 | 354.70 | 304.20 | 10 | 2384.60 | 319.20 | 273.80 |  |  |  |  | 320 | 185 | 90 | 330 |  | 84159000
094689-1 | Temperature and humidity sensor, LED, CDP/CDP-T 40-50-70 |  |  | 1 | 704.70 | 94.60 | 81.20 | 10 | 634.20 | 85.10 | 73.10 |  |  |  |  | 245 | 170 | 95 | 102 |  | 84159000
094692-1 | Filter cover |  |  | 1 | 633.00 | 84.70 | 72.70 | 10 | 569.70 | 76.30 | 65.40 |  |  |  |  | 730 | 410 | 150 | 300 |  | 84158100
094694-1 | Copper tube kit, CDP/CDP-T 40 |  |  | 1 | 1132.10 | 151.80 | 130.20 | 10 | 1018.90 | 136.60 | 117.20 |  |  |  |  | 565 | 350 | 265 | 5000 |  | 84159000
094696-1 | Wall bracket |  |  | 1 | 791.70 | 106.00 | 91.20 | 10 | 712.50 | 95.40 | 82.10 |  |  |  |  | 1035 | 110 | 5 | 890 |  | 84159000
094696-2 | Wall bracket |  |  | 1 | 791.70 | 106.00 | 91.20 | 10 | 712.50 | 95.40 | 82.10 |  |  |  |  | 1035 | 110 | 5 | 890 |  | 84159000
094697-1 | Insulation for compressor CDP/CDP-T 40-50-70 |  |  | 1 | 184.50 | 24.70 | 21.20 | 10 | 166.00 | 22.20 | 19.10 |  |  |  |  | 500 | 200 | 100 | 100 |  | 84159000
094698 | Front, complete, HCV |  |  | 1 | 1218.20 | 163.10 | 139.80 | 10 | 1096.40 | 146.80 | 125.80 |  |  |  |  | 1200 | 720 | 80 | 5200 |  | 84158100
094700-1 | Front, CDP 40T, cpl. |  |  | 1 | 2300.00 | 307.90 | 264.10 | 10 | 2070.00 | 277.10 | 237.70 |  |  |  |  | 1075 | 390 | 860 | 6000 |  | 84159000
094706 | Contactor, switch, mode selector AUTO 0 VENT. MAN. (Telux) |  | 5930-22-636-1979 | 1 | 825.60 | 110.70 | 95.00 | 10 | 743.00 | 99.40 | 85.40 |  |  |  |  | 0 | 0 | 0 | 108 |  | 85365080 | DK
094807-1 | Front CDP/CDF 50, cpl. |  |  | 1 | 3885.70 | 520.20 | 446.40 | 10 | 3497.10 | 468.20 | 401.80 |  |  |  |  | 1257 | 390 | 860 | 6000 |  | 84159000
094808-1 | Front CDP/CDF 70, cpl. |  |  | 1 | 3795.00 | 508.30 | 435.90 | 10 | 3415.50 | 457.50 | 392.30 |  |  |  |  | 1600 | 450 | 500 | 31000 |  | 84159000
094808-2 | Front CDP/CDF 70, cpl. |  |  | 1 | 3795.00 | 508.30 | 435.90 | 10 | 3415.50 | 457.50 | 392.30 |  |  |  |  | 1600 | 450 | 500 | 31000 |  | 84159000
094813-1 | Evaporator coil, cpl., CDP/CDP-T 50 |  |  | 1 | 3811.30 | 510.30 | 437.60 | 10 | 3430.20 | 459.30 | 393.80 |  |  |  |  | 1115 | 240 | 265 | 3468 |  | 84159000
094814-1 | Evaporator coil, cpl., CDP/CDP-T 70 |  |  | 1 | 5291.40 | 708.50 | 607.80 | 10 | 4762.30 | 637.60 | 547.00 |  |  |  |  | 1260 | 370 | 210 | 3900 |  | 84159000
094816-1 | Fan assembly CDP/CDP-T 70 |  |  | 1 | 4779.60 | 639.80 | 548.70 | 10 | 4301.60 | 575.90 | 493.90 |  |  |  |  | 1200 | 700 | 700 | 10000 |  | 84159000
094817-1 | Drip tray, CDP/CDP-T 50 |  |  | 1 | 1250.50 | 167.40 | 143.50 | 10 | 1125.50 | 150.70 | 129.20 |  |  |  |  | 710 | 260 | 50 | 1500 |  | 84159000
094818-1 | Drip tray, CDP/CDP-T 70 |  |  | 1 | 1614.70 | 216.10 | 185.40 | 10 | 1453.20 | 194.50 | 166.90 |  |  |  |  | 1031 | 228 | 30 | 1900 |  | 84159000
094819-1 | Thermo valve, CDP/CDP-50 T with insulation |  |  | 1 | 741.60 | 99.30 | 85.10 | 10 | 667.50 | 89.40 | 76.60 |  |  |  |  | 195 | 110 | 90 | 254 | Thermo valve must be insulated. Insulation can be found here 074519. Insulation guide below. | 84159000
094827-1 | Wall bracket, CDP/CDP-T/CDF 50 |  |  | 1 | 823.20 | 110.30 | 94.60 | 10 | 740.90 | 99.30 | 85.10 |  |  |  |  | 1145 | 14 | 55 | 1100 |  | 84159000
094828-1 | Wall bracket, CDP/CDP-T/CDF 70 |  |  | 1 | 929.20 | 124.70 | 106.80 | 10 | 836.30 | 112.20 | 96.10 |  |  |  |  | 1500 | 110 | 95 | 250 |  | 84159000
094828-2 | Wall bracket, CDP/CDP-T/CDF 70 |  |  | 1 | 929.20 | 124.70 | 106.80 | 10 | 836.30 | 112.20 | 96.10 |  |  |  |  | 1500 | 110 | 95 | 250 |  | 84159000
094829-1 | Front, CDP 50T, cpl. |  |  | 1 | 3392.10 | 1159.00 | 993.60 | 10 | 3052.90 | 1043.10 | 894.20 |  |  |  |  | 1257 | 423 | 1000 | 11000 |  | 84159000
094830-1 | Front, CDP 70T, cpl. |  |  | 1 | 3584.80 | 479.90 | 411.70 | 10 | 3226.30 | 431.90 | 370.50 |  |  |  |  | 1257 | 432 | 1000 | 12000 |  | 84159000
094831-1 | Deflector plate, CDP 50T |  |  | 1 | 765.30 | 102.40 | 87.90 | 10 | 688.70 | 92.20 | 79.10 |  |  |  |  | 720 | 120 | 115 | 700 |  | 84159000
094832-1 | Deflector plate, CDP 70T |  |  | 1 | 858.80 | 115.00 | 98.70 | 10 | 772.90 | 103.50 | 88.80 |  |  |  |  | 1055 | 123 | 115 | 834 |  | 84159000
094833-1 | Copper tube kit, CDP/CDP-T 50 |  |  | 1 | 987.20 | 132.20 | 113.30 | 10 | 888.50 | 118.90 | 102.00 |  |  |  |  | 565 | 350 | 270 | 5000 |  | 84159000
094834-1 | Copper tube kit, CDP/CDP-T 70 |  |  | 1 | 1172.40 | 157.10 | 134.60 | 10 | 1055.20 | 141.40 | 121.10 |  |  |  |  | 565 | 350 | 265 | 4800 |  | 84159000
094892 | Charge hose with valve, red, 180cm |  | 4720-22-618-6746 | 1 | 582.30 | 77.90 | 66.80 | 10 | 524.00 | 70.20 | 60.20 |  |  |  |  | 0 | 0 | 0 | 300 |  |  | DK
094893 | Charge hose with valve, blue, 180cm |  | 4720-22-618-6747 | 1 | 582.30 | 77.90 | 66.80 | 10 | 524.00 | 70.20 | 60.20 |  |  |  |  | 0 | 0 | 0 | 300 |  |  | DK
094945 | Foot, h: 46mm | 500853,480523,480421,099614,480463,500953,480382,099605,099611,500952,099618,500851 |  | 1 | 93.20 | 12.50 | 10.70 | 10 | 83.90 | 11.30 | 9.60 |  |  |  |  | 40 | 30 | 45 | 44 |  | 84149000 | DK
094946 | Bushing, ø10.6 x h: 46 | 480463,480523,480421,099605,099605,500853,500851,099611,500952,099614 |  | 1 | 20.00 | 2.70 | 2.30 | 10 | 18.00 | 2.40 | 2.10 |  |  |  |  | 45 | 10 | 10 | 10 |  | 84149000 | DK
094955 | LED Bulkhead lamp 230V, Grey | 095480 |  | 1 | 415.30 | 55.70 | 47.70 | 10 | 373.80 | 50.10 | 42.90 |  |  |  |  | 12 | 17 | 7 | 500 |  | 84159000 | DK
094968 | Condenser, 1.5µF/450 V M8 | 036918 |  | 1 | 53.70 | 7.20 | 6.10 | 10 | 48.30 | 6.50 | 5.50 |  |  |  |  | 130 | 60 | 30 | 52 |  | 85322200 | DK
095040 | Condensate water container | 098646,357803 |  | 1 | 821.00 | 110.00 | 94.30 | 10 | 738.90 | 99.00 | 84.90 |  |  |  |  | 150 | 165 | 140 | 145 |  | 39269097 | DK
095057 | Handle, hinged, with spring return | 098447 |  | 1 | 54.90 | 7.30 | 6.30 | 10 | 49.40 | 6.60 | 5.70 |  |  |  |  | 150 | 100 | 2 | 318 |  | 83021000 | GB
095208 | Capacitor DTR 7889 | 796016 | 4530-15-150-7426 | 1 | 423.20 | 56.70 | 48.60 | 10 | 380.90 | 51.00 | 43.70 |  |  |  |  | 150 | 105 | 70 | 40 |  | 73229000
095210 | Control box 535SE | 796015 | 4530-15-170-1645 | 1 | 4267.00 | 571.20 | 490.00 | 10 | 3840.20 | 514.20 | 440.90 |  |  |  |  | 230 | 235 | 120 | 440 |  | 73229000
095211 | Nozzle holder | 796034 |  | 1 | 809.00 | 108.40 | 93.00 | 10 | 728.40 | 97.80 | 83.70 |  |  |  |  | 150 | 105 | 70 | 100 |  | 73229000
095212 | Pressure tube | 796035 | 4720-22-126-7209 | 1 | 987.30 | 132.30 | 113.50 | 10 | 888.50 | 119.10 | 101.90 |  |  |  |  | 250 | 175 | 10 | 70 |  | 73229000
095243 | Radial fan, 190mm, P1/E1 | 077233,095250 |  | 1 | 1486.10 | 198.90 | 170.60 | 10 | 1337.40 | 179.00 | 153.60 |  |  |  |  | 190 | 190 | 80 | 1100 |  | 84145935 | DE
095244 | Radial fan, R3G190-RC05-22-Steel/2RS, Ø190, 85W |  |  | 1 | 1486.10 | 198.90 | 170.60 | 10 | 1337.40 | 179.00 | 153.60 |  |  |  |  | 190 | 190 | 65 | 1100 |  | 84145935 | DE
095386 | Hexagon key - 5 mm | 540010 | 5120-22-221-5832 | 1 | 315.30 | 42.10 | 36.20 | 10 | 283.90 | 38.20 | 32.90 |  |  |  |  | 130 | 220 | 50 | 100 |  | 73229000
095387 | Pipe wrench | 540210 | 5120-22-611-5303 | 1 | 397.90 | 53.00 | 45.40 | 10 | 358.10 | 48.00 | 41.00 |  |  |  |  | 225 | 135 | 30 | 110 |  | 73229000
095388 | Adjustable spanner 8" | 540220 | 5120-12-120-6618 | 1 | 473.40 | 63.40 | 54.50 | 10 | 426.00 | 57.00 | 48.90 |  |  |  |  | 130 | 220 | 50 | 700 |  | 73229000
095389 | Combi screwdriver | 540240 | 5120-12-121-1686 | 1 | 401.90 | 53.70 | 46.40 | 10 | 361.90 | 48.60 | 41.60 |  |  |  |  | 130 | 220 | 50 | 200 |  | 73229000
095391 | Copper brush | 540250 | 4530-22-605-4127 | 1 | 338.90 | 45.20 | 39.00 | 10 | 304.90 | 40.80 | 35.20 |  |  |  |  | 225 | 135 | 30 | 40 |  | 73229000
095392 | Allen key 4mm | 540310 | 5120-22-606-4646 | 1 | 342.60 | 46.10 | 39.30 | 10 | 308.40 | 41.30 | 35.40 |  |  |  |  | 130 | 220 | 50 | 60 |  | 73229000
095393 | Torx-key T25 | 039777 | 5120-22-630-2558 | 1 | 365.00 | 48.90 | 41.80 | 10 | 328.50 | 43.80 | 38.00 |  |  |  |  | 130 | 220 | 50 | 100 |  | 73229000
095394 | Fuse, 10A, quick-blow | 515990 | 5920-22-123-2129 | 1 | 235.30 | 31.50 | 27.00 | 10 | 211.80 | 28.30 | 24.30 |  |  |  |  | 225 | 140 | 5 | 1 |  | 73229000
095395 | Fuse, Tco | 515980 | 5920-25-140-4375 | 1 | 92.40 | 12.70 | 10.70 | 10 | 83.10 | 11.20 | 9.60 |  |  |  |  | 130 | 220 | 50 | 50 |  | 73229000
095398 | Oil nozzle 0,85 USgal/h | 501870 | 4530-22-125-1426 | 1 | 177.20 | 23.90 | 20.20 | 10 | 159.50 | 21.60 | 18.30 |  |  |  |  | 225 | 135 | 30 | 30 |  | 73229000
095400 | Tool accessory VA-M40 | 796066 | 5325-22-611-5531 | 1 | 401.50 | 53.70 | 46.40 | 10 | 361.70 | 48.60 | 41.60 |  |  |  |  | 130 | 220 | 50 | 90 |  | 73229000
095411 | Oil nozzle 0.75 USgal/h | 8075602 | 4530-22-630-2608 | 1 | 539.40 | 72.20 | 61.80 | 10 | 485.30 | 64.90 | 55.80 |  |  |  |  | 130 | 220 | 50 | 100 |  | 73229000
095412 | Oil nozzle 1,00 USgal/h | 8100602 | 4530-22-630-2610 | 1 | 539.40 | 72.20 | 61.80 | 10 | 485.30 | 64.90 | 55.80 |  |  |  |  | 130 | 220 | 50 | 120 |  | 73229000
095422-1 | Fresh air damper | 017834 |  | 1 | 827.00 | 110.70 | 95.00 | 10 | 744.40 | 99.70 | 85.40 |  |  |  |  | 200 | 200 | 30 | 202 |  | 73229000
095422-2 | Fresh air damper | 017834 |  | 1 | 827.00 | 110.70 | 95.00 | 10 | 744.40 | 99.70 | 85.40 |  |  |  |  | 200 | 200 | 30 | 202 |  | 73229000
095422-3 | Fresh air damper | 017834 |  | 1 | 827.00 | 110.70 | 95.00 | 10 | 744.40 | 99.70 | 85.40 |  |  |  |  | 200 | 200 | 30 | 202 |  | 73229000
095422-4 | Fresh air damper | 017834 |  | 1 | 827.00 | 110.70 | 95.00 | 10 | 744.40 | 99.70 | 85.40 |  |  |  |  | 200 | 200 | 30 | 202 |  | 73229000
095422-5 | Fresh air damper | 017834 |  | 1 | 827.00 | 110.70 | 95.00 | 10 | 744.40 | 99.70 | 85.40 |  |  |  |  | 200 | 200 | 30 | 202 |  | 73229000
095477 | Terminal block complete |  | 5940-22-630-3166 | 1 | 1470.90 | 197.10 | 168.80 | 10 | 1323.70 | 177.20 | 151.90 |  |  |  |  | 0 | 0 | 0 | 300 |  | 84158100
095656 | Cable for OT and FAN/LIMIT thermostat |  | 6150-22-630-4610 | 1 | 1227.30 | 164.30 | 140.90 | 10 | 1104.60 | 147.90 | 126.80 |  |  |  |  | 220 | 320 | 150 | 1000 |  | 73229000
095691 | Sensor with metal housing, 8m | 096873 |  | 1 | 297.10 | 39.80 | 34.10 | 10 | 267.40 | 35.80 | 30.70 |  |  |  |  | 120 | 120 | 40 | 156 |  | 84159000 | CN
095941 | Water cooling coil, Hex22 | 098499 |  | 1 | 3191.30 | 427.40 | 366.30 | 10 | 2872.20 | 384.70 | 329.70 |  |  |  |  | 230 | 540 | 480 | 5600 |  | 84159000 | IT
095950 | Connection bar for Belimo mixing section XVV 42-44 |  |  | 1 | 249.10 | 33.30 | 28.60 | 10 | 224.20 | 30.00 | 25.70 |  |  |  |  | 560 | 80 | 80 | 1000 |  | 84159000
095956 | Water heating coil, LPHW, DH50/55 |  |  | 1 | 1081.20 | 144.70 | 124.00 | 10 | 973.10 | 130.20 | 111.60 |  |  |  |  | 1180 | 195 | 55 | 2120 |  | 84159000 | DK
096043 | 1 1/2" PVC union assembly, blue | 480067,099254,636851,480464,636852,636850,099253,099252,480381 |  | 1 | 91.60 | 12.30 | 10.30 | 10 | 82.40 | 11.10 | 9.30 |  |  |  |  | 110 | 90 | 60 | 100 |  | 39174000 | CN
096149 | Foot ø31.75 h: 29.36 | 099616,286252,480295,133055,099610,132856,099609,481567,481552 |  | 1 | 106.70 | 14.40 | 12.30 | 10 | 96.00 | 13.00 | 11.10 |  |  |  |  | 100 | 100 | 100 | 200 |  | 84149000 | DK
096150 | Distance bushing, ø11 l: 28.6 | 099616,099609,133055,286252,481567,481552,099610,132856,480295 |  | 1 | 106.70 | 14.30 | 12.30 | 10 | 96.00 | 12.90 | 11.10 |  |  |  |  | 29 | 10 | 10 | 8 |  | 84149000 | DK
096164 | Foot, h: 71.5mm | 649450,480236,099595 |  | 1 | 109.10 | 14.60 | 12.60 | 10 | 98.20 | 13.10 | 11.30 |  |  |  |  | 100 | 100 | 70 | 200 |  | 84149000 | DK
096166 | Tube l: 30.8, inner ø5, white plastic | 099595,649450,480236,649350,480059,099613 |  | 1 | 34.70 | 4.60 | 4.00 | 10 | 31.20 | 4.10 | 3.60 |  |  |  |  | 100 | 100 | 70 | 50 |  | 84149000 | DK
096167 | Gasket for cover | 480236,649450,480059,09595,099613,649350 |  | 1 | 34.70 | 4.60 | 4.00 | 10 | 31.20 | 4.10 | 3.60 |  |  |  |  | 100 | 100 | 70 | 100 |  | 84149000 | DK
096183 | Foot ø37.9 h: 60.5 | 480059,649350,099613 |  | 1 | 69.20 | 9.10 | 8.10 | 10 | 62.30 | 8.20 | 7.30 |  |  |  |  | 60 | 38 | 38 | 54 |  | 84149000 | DK
096184 | Cover | 099613,480059,649350 |  | 1 | 69.20 | 9.10 | 8.10 | 10 | 62.30 | 8.20 | 7.30 |  |  |  |  | 100 | 100 | 100 | 200 |  | 84149000 | DK
096212 | Foot ø32 h: 54 | 481305,099608,489251,099607,481194,489250 |  | 1 | 20.00 | 2.70 | 2.30 | 10 | 18.00 | 2.40 | 2.10 |  |  |  |  | 100 | 100 | 70 | 200 |  | 84149000 | DK
096213 | Terminal cover | 099608,481305,489251,481194,099607,489250 |  | 1 | 20.00 | 2.70 | 2.30 | 10 | 18.00 | 2.40 | 2.10 |  |  |  |  | 100 | 100 | 70 | 100 |  | 84149000 | DK
096214 | Gasket | 099608,481305,489251,099607,481194,489250 |  | 1 | 20.00 | 2.70 | 2.30 | 10 | 18.00 | 2.40 | 2.10 |  |  |  |  | 100 | 100 | 70 | 50 |  | 84149000 | DK
096217 | Holder | 099608,489251,489250,481305,099607,481194 |  | 1 | 20.00 | 2.70 | 2.30 | 10 | 18.00 | 2.40 | 2.10 |  |  |  |  | 100 | 100 | 70 | 100 |  | 84149000 | DK
096230 | Accessory package for compressor Hitachi, ZS408451 (481194), ZS7516S1B 1~220/240 V 50 Hz (481305) |  |  | 1 | 1029.70 | 137.80 | 118.30 | 10 | 926.70 | 124.00 | 106.50 |  |  |  |  | 300 | 210 | 180 | 2134 |  | 84149000 | DK
096258 | Shielding plate CDF 40 |  |  | 1 | 906.70 | 121.50 | 104.20 | 10 | 816.00 | 109.40 | 93.80 |  |  |  |  | 550 | 80 | 70 | 300 |  | 84159000
096260 | Shielding plate CDF 70 |  |  | 1 | 999.30 | 134.00 | 114.70 | 10 | 899.40 | 120.60 | 103.20 |  |  |  |  | 1100 | 80 | 65 | 500 |  | 84159000
096268 | Valve two way Optima Compact DN 15 High 5.0mm |  |  | 1 | 1057.00 | 141.50 | 121.40 | 10 | 951.30 | 127.40 | 109.20 |  |  |  |  | 0 | 0 | 0 | 400 |  | 90329000 | DK
096269 | Valve, two-way Optima Compact DN 15 Low 5.0mm |  |  | 1 | 1089.90 | 146.00 | 125.10 | 10 | 980.90 | 131.40 | 112.60 |  |  |  |  | 100 | 100 | 100 | 400 |  | 90329000 | DK
096304 | Foot ø32 h: 23.75 | 099641,099827,144152,132653,099190,482207 |  | 1 | 71.00 | 9.40 | 8.30 | 10 | 63.90 | 8.50 | 7.50 |  |  |  |  | 150 | 105 | 70 | 120 |  | 84149000 | DK
096305 | Distance bushing ø11 l: 24.8 | 099641,132653,099190,099827,144152,482207 |  | 1 | 4.00 | 0.50 | 0.30 | 10 | 3.60 | 0.50 | 0.30 |  |  |  |  | 100 | 107 | 107 | 200 |  | 84149000 | DK
096306 | Capacitor, 12µF | 099190,099827,144152 |  | 1 | 440.50 | 59.00 | 50.60 | 10 | 396.50 | 53.10 | 45.50 |  |  |  |  | 110 | 40 | 40 | 98 |  | 85322200 | DK
096315 | Hex head screw, M8 x 55, FZB |  |  | 1 | 10.20 | 1.40 | 1.20 | 10 | 9.20 | 1.30 | 1.10 |  |  |  |  | 5 | 1 | 2 | 8 |  | 73181588 | DK
096342-1 | Cover with inspection louvre |  |  | 1 | 824.70 | 110.30 | 94.60 | 10 | 742.10 | 99.40 | 85.10 |  |  |  |  | 310 | 225 | 20 | 330 |  | 84158100
096342-2 | Cover with inspection louvre |  |  | 1 | 824.70 | 110.30 | 94.60 | 10 | 742.10 | 99.40 | 85.10 |  |  |  |  | 310 | 225 | 20 | 330 |  | 84158100
096342-3 | Cover with inspection louvre |  |  | 1 | 824.70 | 110.30 | 94.60 | 10 | 742.10 | 99.40 | 85.10 |  |  |  |  | 310 | 225 | 20 | 330 |  | 84158100
096342-4 | Cover with inspection louvre |  |  | 1 | 824.70 | 110.30 | 94.60 | 10 | 742.10 | 99.40 | 85.10 |  |  |  |  | 310 | 225 | 20 | 330 |  | 84158100
096342-5 | Cover with inspection louvre |  |  | 1 | 824.70 | 110.30 | 94.60 | 10 | 742.10 | 99.40 | 85.10 |  |  |  |  | 310 | 225 | 20 | 330 |  | 84158100
096342-6 | Cover with inspection louvre |  |  | 1 | 824.70 | 110.30 | 94.60 | 10 | 742.10 | 99.40 | 85.10 |  |  |  |  | 310 | 225 | 20 | 330 |  | 84158100
096342-7 | Cover with inspection louvre |  |  | 1 | 824.70 | 110.30 | 94.60 | 10 | 742.10 | 99.40 | 85.10 |  |  |  |  | 310 | 225 | 20 | 330 |  | 84158100
096393 | HCV 500 - Filter kit, 1 x ISO C75% (G4) 1 x ePM1 70% (F7) |  |  | 1 | 372.00 | 49.80 | 42.70 | 10 | 297.60 | 39.80 | 34.20 | 80 | 241.80 | 32.40 | 27.80 | 425 | 110 | 180 | 462 | Set of filters (2 single filters in one box, G4 filter and F7 filter) One pallet contains 80 filter kits. | 84158300 | PL
096452 | Temperature sensor ( for evaporater) |  |  | 1 | 480.30 | 64.30 | 55.10 | 10 | 432.30 | 57.90 | 49.60 |  |  |  |  | 110 | 90 | 60 | 100 |  | 84159000
096456 | CC0 controller with Config file, for DC Split |  |  | 1 | 2300.60 | 307.90 | 264.20 | 10 | 2070.50 | 277.10 | 237.80 |  |  |  |  | 222 | 162 | 92 | 300 |  | 84159000
096458 | 1 pcs. Internal Fan DC Split Air Con 3500 |  |  | 1 | 2400.40 | 321.30 | 275.60 | 10 | 2160.30 | 289.20 | 248.00 |  |  |  |  | 235 | 235 | 110 | 1478 |  | 84159000
096497 | 7 pol female plug for CO monitor |  | 5935-22-630-9411 | 1 | 858.10 | 114.80 | 98.60 | 10 | 772.50 | 103.40 | 88.70 |  |  |  |  | 110 | 90 | 60 | 100 |  | 84159000
096498 | Cable set, USB cable, 590mm |  |  | 1 | 83.40 | 11.10 | 9.60 | 10 | 75.10 | 10.00 | 8.60 |  |  |  |  | 100 | 100 | 20 | 42 |  | 85444290 | CN
096513 | Frame, for controler |  |  | 1 | 235.90 | 31.50 | 27.10 | 10 | 212.30 | 28.40 | 24.40 |  |  |  |  | 250 | 130 | 15 | 28 |  | 73269098
096529 | Sensor, temperature sensor kit | 097420 |  | 1 | 278.10 | 37.20 | 31.90 | 10 | 250.30 | 33.50 | 28.70 |  |  |  |  | 100 | 100 | 15 | 50 |  | 84159000 | CN
096534 | Insulating material, filter xx | 097418 |  | 1 | 23.70 | 3.20 | 3.00 | 10 | 21.30 | 2.90 | 2.70 |  |  |  |  | 205 | 53 | 22 | 6 |  | 39201089 | DK
096539 | Rubber and silicone profile, Cable Gasket - temperature sensor |  |  | 1 | 3.30 | 0.50 | 0.40 | 10 | 3.00 | 0.50 | 0.40 |  |  |  |  | 20 | 20 | 20 | 1 |  | 40069000 | DK
096577 | Electric motor, Saia gear/motor for AD 290B |  |  | 1 | 3151.80 | 421.90 | 361.90 | 10 | 2836.60 | 379.70 | 325.70 |  |  |  |  | 0 | 0 | 0 | 2000 |  | 85011093 | DK
096578 | Capacitor 0.12 μF |  |  | 1 | 280.00 | 37.50 | 32.10 | 10 | 252.00 | 33.70 | 28.90 |  |  |  |  | 50 | 30 | 30 | 50 |  | 85322200 | DK
096588 | Capacitor, 15µF | 132653,096641,482207 |  | 1 | 470.30 | 63.00 | 54.00 | 10 | 423.20 | 56.70 | 48.60 |  |  |  |  | 125 | 38 | 38 | 116 |  | 85322200 | DK
096589 | T-connector | 482207,132653,096641 |  | 1 | 64.70 | 8.60 | 7.40 | 10 | 58.20 | 7.70 | 6.70 |  |  |  |  | 125 | 135 | 30 | 60 |  | 84149000 | DK
096612 | Shielding plate, controller |  |  | 1 | 40.00 | 5.50 | 4.70 | 10 | 36.00 | 5.00 | 4.20 |  |  |  |  | 0 | 0 | 0 | 200 |  | 73269098 | DK
096618 | Main noise filter, LF-INDUCTOR 2mG @ 2.5A 50Hz - EI 38/13.6 (G=0.5) |  |  | 1 | 505.90 | 67.70 | 58.10 | 10 | 455.30 | 61.00 | 52.30 |  |  |  |  | 81 | 34 | 33 | 50 |  | 85489090 | CN
096633 | Motor guard B250-150-141E | 094236,519352,481023 |  | 1 | 23.20 | 3.10 | 2.70 | 10 | 20.80 | 2.80 | 2.40 |  |  |  |  | 100 | 100 | 70 | 100 |  | 84149000 | DK
096645 | Fuse 4 A, 250 V |  |  | 1 | 270.40 | 36.20 | 31.00 | 10 | 243.40 | 32.60 | 27.90 |  |  |  |  | 130 | 220 | 50 | 60 |  | 84159000
096657 | Cable for DC Aircon 450 |  |  | 1 | 136.50 | 18.40 | 15.80 | 10 | 122.90 | 16.60 | 14.20 |  |  |  |  | 100 | 100 | 50 | 40 |  | 84159000 | PL
096714 | Heating element, 1400 W | 098268 |  | 1 | 603.00 | 81.20 | 69.60 | 10 | 542.70 | 73.00 | 62.70 |  |  |  |  | 340 | 240 | 70 | 348 |  | 85168080 | DK
096769 | Water heating coil, fin area 152Hx650W (DH30) |  |  | 1 | 869.60 | 116.40 | 99.80 | 10 | 782.60 | 104.80 | 89.80 |  |  |  |  | 0 | 0 | 0 | 5000 |  | 84159000 | DK
096776 | Sheet filter |  |  | 1 | 138.30 | 18.50 | 15.90 | 10 | 124.40 | 16.70 | 14.30 |  |  |  |  | 375 | 165 | 20 | 100 |  | 56031110 | PL
096961 | Soft-start unit | 098638 |  | 1 | 956.30 | 128.00 | 109.80 | 10 | 860.60 | 115.20 | 98.80 |  |  |  |  | 56 | 45 | 25 | 50 |  | 85429000 | DK
096970 | Front Cover, DH30 Metal Plastisol |  |  | 1 | 2327.30 | 311.50 | 267.20 | 10 | 2094.50 | 280.40 | 240.50 |  |  |  |  | 770 | 580 | 260 | 2000 |  | 84159000 | DK
096996 | kWh Energy meter, 1-phase, electro-mechanical display |  |  | 1 | 688.40 | 92.10 | 79.00 | 10 | 619.60 | 82.90 | 71.10 |  |  |  |  | 89 | 35 | 60 | 88 |  | 84159000 | DK
097046 | Inspection lid, large, DanX 1 - 2 MK II |  |  | 1 | 3296.10 | 441.30 | 378.40 | 10 | 2966.50 | 397.20 | 340.60 |  |  |  |  | 1500 | 900 | 200 | 30000 |  | 84159000 | DK
097053 | Inspection Window, transparent smoked gray |  |  | 1 | 759.50 | 101.70 | 87.20 | 10 | 683.60 | 91.50 | 78.50 |  |  |  |  | 250 | 130 | 55 | 100 |  | 39259020 | DK
097196 | Assembly, electrical box cpl. MK II |  |  | 1 | 4734.60 | 633.80 | 543.60 | 10 | 4261.10 | 570.40 | 489.20 |  |  |  |  | 360 | 168 | 82 | 1703 |  | 84159000 | DK
097207-1 | Front Cover, DH50AP/AXP GRP |  |  | 1 | 5873.90 | 786.30 | 674.40 | 10 | 5286.50 | 707.70 | 607.00 |  |  |  |  | 0 | 0 | 0 | 2100 |  | 84158100
097356 | Sensor, humidity and temperature, 0-10 V, duct | 071022 |  | 1 | 3324.80 | 445.10 | 381.70 | 10 | 2992.30 | 400.60 | 343.50 |  |  |  |  | 300 | 110 | 90 | 190 | See description on the webshop for more information. | 90258080 | DK
097405-1 | Front Cover DH44 |  |  | 1 | 6147.00 | 823.00 | 706.00 | 10 | 5532.30 | 740.70 | 635.40 |  |  |  |  | 900 | 950 | 300 | 13000 |  | 84159000
097411-2 | Filter cover |  |  | 1 | 682.50 | 91.40 | 78.20 | 10 | 614.30 | 82.30 | 70.40 |  |  |  |  | 730 | 410 | 150 | 900 |  | 84159000
097412-1 | Front plate | 109227 |  | 1 | 1015.00 | 136.00 | 116.40 | 10 | 913.50 | 122.40 | 104.80 |  |  |  |  | 1200 | 730 | 90 | 3860 |  | 84159000
097412-4 | Front plate | 109227 |  | 1 | 1015.00 | 136.00 | 116.40 | 10 | 913.50 | 122.40 | 104.80 |  |  |  |  | 1200 | 730 | 90 | 3860 |  | 84159000
097412-6 | Front plate | 109227 |  | 1 | 913.10 | 122.40 | 104.70 | 10 | 821.80 | 110.20 | 94.20 |  |  |  |  | 1200 | 730 | 90 | 3860 |  | 84159000
097413-2 | User panel, complete |  |  | 1 | 563.00 | 75.40 | 64.60 | 10 | 506.70 | 67.80 | 58.20 |  |  |  |  | 345 | 260 | 60 | 162 |  | 84159000 | DK
097414-4 | EPS cover kit |  |  | 1 | 952.00 | 127.50 | 109.40 | 10 | 856.80 | 114.80 | 98.50 |  |  |  |  | 475 | 475 | 155 | 500 |  | 84159000
097414-5 | EPS cover kit |  |  | 1 | 815.20 | 109.10 | 93.60 | 10 | 733.60 | 98.20 | 84.20 |  |  |  |  | 475 | 475 | 155 | 500 |  | 84159000
097414-6 | EPS cover kit |  |  | 1 | 952.00 | 127.50 | 109.40 | 10 | 856.80 | 114.80 | 98.50 |  |  |  |  | 475 | 475 | 155 | 500 |  | 84159000
097422-1 | Plastic heat exchanger P1 |  |  | 1 | 3414.60 | 457.10 | 392.10 | 10 | 3073.10 | 411.40 | 352.90 |  |  |  |  | 410 | 410 | 410 | 5000 |  | 84159000
097425-1 | Cable gaskets, kit |  |  | 1 | 388.90 | 52.20 | 44.60 | 10 | 350.00 | 47.00 | 40.10 |  |  |  |  | 110 | 90 | 60 | 300 |  | 84159000
097633 | Suspension rail |  |  | 1 | 1167.70 | 1167.70 | 1167.70 | 50 | 210.20 | 29.60 | 24.00 |  |  |  |  | 516 | 62 | 11 | 384 |  | 73269098 | DK
097870 | Fan without bracket, 133mm | 062019-2 |  | 1 | 1363.10 | 182.50 | 156.50 | 10 | 1226.80 | 164.20 | 140.80 |  |  |  |  | 130 | 130 | 110 | 900 |  | 84145935 | DE
097905 | Gas sensor for CO-monitor |  | 6685-22-631-7432 | 1 | 440.50 | 59.00 | 50.50 | 10 | 396.40 | 53.00 | 45.40 |  |  |  |  | 110 | 90 | 60 | 90 |  | 73229000
097920 | LPHW Kit for DH50 M/C'S | 281902 |  | 1 | 2885.60 | 386.30 | 331.40 | 10 | 2597.00 | 347.70 | 298.30 |  |  |  |  | 1250 | 250 | 300 | 10000 |  | 73229000
098017 | Fan speed Controller with Plug |  | 6685-22-631-7402 | 1 | 1976.30 | 264.50 | 226.90 | 10 | 1778.60 | 238.20 | 204.50 |  |  |  |  | 230 | 230 | 105 | 200 |  | 84159000
098020 | Humidity sensor, 1m | 099936,094689 |  | 1 | 481.00 | 64.60 | 55.50 | 10 | 432.90 | 58.10 | 50.00 |  |  |  |  | 150 | 150 | 12 | 38 | Only for software version 1.44 and higher. Update if unit software is lower. Download this sw file and copy it to an empty USB memory. With power connected to the unit, insert the USB and the display shows (within 30 seconds) “Erasing - Flashing - Done - Log”. | 84159000 | CN
098067 | Regulator for CO-monitor Test Rack (097771) |  | 6685-22-631-7438 | 1 | 440.50 | 59.00 | 50.50 | 10 | 396.40 | 53.00 | 45.40 |  |  |  |  | 230 | 230 | 105 | 1000 |  | 73229000
098069 | Controller for CO-monitor Test Rack (097771) |  | 5998-22-631-7433 | 1 | 4841.00 | 648.10 | 555.70 | 10 | 4356.90 | 583.20 | 500.10 |  |  |  |  | 230 | 230 | 105 | 400 |  | 73229000
098070 | Clamp w. tubing for CO-monitor Test Rack (097771) |  | 4720-22-631-7436 | 1 | 2259.10 | 302.40 | 259.20 | 10 | 2033.30 | 272.40 | 233.40 |  |  |  |  | 379 | 185 | 165 | 600 |  | 73229000
098102 | Radial fan, 190mm | 070860,062028,062036 |  | 1 | 1486.40 | 199.00 | 170.70 | 10 | 1337.80 | 179.10 | 153.60 |  |  |  |  | 190 | 190 | 100 | 1364 |  | 84145935 | DE
098289-1 | bracket for internal fan |  |  | 1 | 1852.10 | 247.90 | 212.90 | 10 | 1667.10 | 223.30 | 191.50 |  |  |  |  | 500 | 500 | 300 | 4000 |  | 84159000
098292 | Cable set for control box |  |  | 1 | 1315.40 | 176.10 | 150.80 | 10 | 1183.90 | 158.50 | 135.70 |  |  |  |  | 250 | 250 | 50 | 240 |  | 85444290 | PL
098346 | HCV 400 - Filter kit, 1 x ISO C75% (G4) 1 x ePM1 55% (F7) |  |  | 1 | 485.20 | 65.00 | 55.70 | 10 | 388.20 | 52.00 | 44.60 | 75 | 315.40 | 42.20 | 36.20 | 420 | 100 | 220 | 526 | Set of filters (2 single filters in one box, G4 filter and F7 filter). Set of filters (2 single filters in one box, G4 filter and F7 filter). | 84158200 | PL
098347 | HCV 4xx - Filter kit, 2 x ISO C75% (G4) |  |  | 1 | 275.00 | 36.80 | 31.60 | 10 | 220.00 | 29.50 | 25.30 | 75 | 178.80 | 23.90 | 20.50 | 415 | 110 | 215 | 340 | Set of filters (2 single G4 filters in one box). One pallet contains 75 filter kits. | 84158200 | PL
098348-1 | Installation wall kit |  |  | 1 | 743.00 | 99.60 | 85.30 | 10 | 668.70 | 89.60 | 76.80 |  |  |  |  | 570 | 60 | 50 | 1000 |  | 84159000 | DK
098436-1 | Top plate for electrical box |  |  | 1 | 722.80 | 96.80 | 83.00 | 10 | 650.50 | 87.10 | 74.70 |  |  |  |  | 720 | 260 | 65 | 5000 |  | 84159000 | DK
098439-1 | Frontplate for electric box |  |  | 1 | 956.30 | 128.20 | 109.80 | 10 | 860.70 | 115.40 | 98.80 |  |  |  |  | 760 | 290 | 50 | 2000 |  | 84159000 | DK
098441-1 | Back plate - lower |  |  | 1 | 1078.90 | 144.50 | 123.70 | 10 | 971.00 | 130.10 | 111.30 |  |  |  |  | 840 | 610 | 400 | 5000 |  | 84159000 | DK
098441-2 | Back plate - lower |  |  | 1 | 1078.90 | 144.50 | 123.70 | 10 | 971.00 | 130.10 | 111.30 |  |  |  |  | 840 | 610 | 400 | 5000 |  | 84159000 | DK
098442-2 | Panel front |  |  | 1 | 1159.20 | 155.40 | 133.10 | 10 | 1043.30 | 139.90 | 119.80 |  |  |  |  | 800 | 615 | 167 | 3060 |  | 84159000 | DK
098443-1 | Top cover |  |  | 1 | 3045.40 | 408.10 | 349.70 | 10 | 2740.90 | 367.30 | 314.70 |  |  |  |  | 840 | 610 | 380 | 8000 |  | 84159000 | DK
098443-2 | Top cover |  |  | 1 | 3045.40 | 408.10 | 349.70 | 10 | 2740.90 | 367.30 | 314.70 |  |  |  |  | 840 | 610 | 380 | 8000 |  | 84159000 | DK
098444-1 | Back plate, upper |  |  | 1 | 2194.90 | 293.90 | 252.00 | 10 | 1975.40 | 264.50 | 226.80 |  |  |  |  | 840 | 610 | 400 | 7000 |  | 84159000 | DK
098444-2 | Back plate, upper |  |  | 1 | 2194.90 | 293.90 | 252.00 | 10 | 1975.40 | 264.50 | 226.80 |  |  |  |  | 840 | 610 | 400 | 7000 |  | 84159000 | DK
098445-2 | Front plate - For evaporator |  |  | 1 | 1053.00 | 141.10 | 121.20 | 10 | 947.70 | 127.00 | 109.10 |  |  |  |  | 800 | 615 | 167 | 2460 |  | 84159000 | DK
098451-1 | Evaporator coil, Incl. dry filter |  |  | 1 | 4820.20 | 645.40 | 553.50 | 10 | 4338.20 | 580.90 | 498.20 |  |  |  |  | 900 | 370 | 370 | 6000 |  | 84159000 | GB
098452 | Receiver, 0,88 ltr. |  |  | 1 | 534.60 | 71.60 | 61.40 | 10 | 481.10 | 64.40 | 55.30 |  |  |  |  | 320 | 230 | 130 | 1800 |  | 84159000 | DK
098459-1 | Lid for glycol container and safety plate |  |  | 1 | 730.80 | 97.70 | 83.80 | 10 | 657.70 | 87.90 | 75.40 |  |  |  |  | 230 | 170 | 100 | 1500 |  | 84159000 | DK
098476 | Remote complate with cable |  | 1670-22-631-9550 | 1 | 5375.00 | 719.70 | 616.90 | 10 | 4837.90 | 647.50 | 555.50 |  |  |  |  | 300 | 200 | 200 | 300 |  | 84159000
098486 | Control box complete (remote) |  | ​4130-22-631-9551 | 1 | 1453.20 | 194.30 | 166.80 | 10 | 1308.00 | 174.90 | 150.30 |  |  |  |  | 300 | 200 | 200 | 500 |  | 84158100
098487 | Control box bottom (remote) |  | 6110-22-631-9565 | 1 | 1081.10 | 144.70 | 124.10 | 10 | 973.00 | 130.30 | 111.50 |  |  |  |  | 300 | 200 | 200 | 400 |  | 84158100
098488-1 | Socket, complete (LTK) |  | 1670-22-631-9566 | 1 | 5241.70 | 701.50 | 601.70 | 10 | 4717.40 | 631.50 | 541.60 |  |  |  |  | 800 | 800 | 1500 | 20000 |  | 84158100
098489 | Rubber grommet set (LTK) |  | 5365-22-631-9567 | 1 | 324.40 | 43.30 | 37.00 | 10 | 291.70 | 39.00 | 33.40 |  |  |  |  | 130 | 220 | 50 | 100 |  | 84158100
098490 | Cable entry 2 pcs (remote) |  | 5975-22-631-9568 | 1 | 470.10 | 62.90 | 54.20 | 10 | 422.90 | 56.50 | 48.60 |  |  |  |  | 130 | 220 | 50 | 100 |  | 84158100
098491 | Front label, control box |  | 7690-22-631-9569 | 1 | 1575.30 | 210.90 | 180.90 | 10 | 1417.70 | 189.80 | 162.90 |  |  |  |  | 130 | 220 | 50 | 300 |  | 84158100
098492-1 | Parts for connector box |  |  | 1 | 1771.20 | 237.10 | 203.40 | 10 | 1594.10 | 213.40 | 183.10 |  |  |  |  | 320 | 320 | 300 | 2000 |  | 84159000 | DK
098492-2 | Parts for connector box |  |  | 1 | 1771.20 | 237.10 | 203.40 | 10 | 1594.10 | 213.40 | 183.10 |  |  |  |  | 320 | 320 | 300 | 2000 |  | 84159000 | DK
098492-3 | Parts for connector box |  |  | 1 | 1771.20 | 237.10 | 203.40 | 10 | 1594.10 | 213.40 | 183.10 |  |  |  |  | 320 | 320 | 300 | 2000 |  | 84159000 | DK
098492-4 | Parts for connector box |  |  | 1 | 1771.20 | 237.10 | 203.40 | 10 | 1594.10 | 213.40 | 183.10 |  |  |  |  | 320 | 320 | 300 | 2000 |  | 84159000 | DK
098493-18 | Control board, PCB Options (LPHW) |  |  | 1 | 1534.60 | 205.50 | 176.30 | 10 | 1381.10 | 185.00 | 158.70 |  |  |  |  | 350 | 245 | 50 | 250 |  | 84159000 | DK
098502-1 | Panel, Access |  |  | 1 | 971.50 | 130.20 | 111.80 | 10 | 874.40 | 117.20 | 100.60 |  |  |  |  | 570 | 260 | 65 | 2000 |  | 84159000 | DK
098504-1 | Control board, EC Temperature ,10V DC, Ambient Temp. -20 to +75°C, 2m NTC temperature sensor |  |  | 1 | 985.30 | 131.90 | 113.10 | 10 | 886.70 | 118.70 | 101.80 |  |  |  |  | 250 | 175 | 100 | 60 |  | 84159000 | UK
098509-1 | Panel, For fan |  |  | 1 | 959.80 | 128.50 | 110.30 | 10 | 863.80 | 115.70 | 99.30 |  |  |  |  | 570 | 300 | 525 | 1900 |  | 84159000 | DK
098509-2 | Panel, For fan |  |  | 1 | 959.80 | 128.50 | 110.30 | 10 | 863.80 | 115.70 | 99.30 |  |  |  |  | 570 | 300 | 525 | 1900 |  | 84159000 | DK
098510-1 | Panel, Grille |  |  | 1 | 1102.30 | 147.70 | 126.80 | 10 | 992.10 | 132.90 | 114.10 |  |  |  |  | 570 | 300 | 525 | 3200 |  | 84159000 | DK
098510-2 | Panel, Grille |  |  | 1 | 1102.30 | 147.70 | 126.80 | 10 | 992.10 | 132.90 | 114.10 |  |  |  |  | 570 | 300 | 525 | 3200 |  | 84159000 | DK
098513 | Fitting, fork lift truck |  |  | 1 | 1050.90 | 140.70 | 120.80 | 10 | 945.80 | 126.60 | 108.70 |  |  |  |  | 990 | 250 | 140 | 3470 |  | 84159000 | DK
098515-1 | Recirculating pump, PQAm60230V 50Hz 1~ 10bar, 32 l/min, ambient temp -10° t |  |  | 1 | 3005.30 | 402.30 | 345.00 | 10 | 2704.70 | 362.10 | 310.50 |  |  |  |  | 235 | 235 | 245 | 5130 |  | 84158100 | IT
098517-3 | PCB display |  |  | 1 | 1194.60 | 160.00 | 137.30 | 10 | 1075.10 | 144.00 | 123.60 |  |  |  |  | 110 | 90 | 60 | 300 |  | 84159000 | DK
098517-5 | PCB display |  |  | 1 | 1194.60 | 160.00 | 137.30 | 10 | 1075.10 | 144.00 | 123.60 |  |  |  |  | 110 | 90 | 60 | 300 |  | 84159000 | DK
098614 | Cable set, compressor CDP/CDP-T | 094690 |  | 1 | 524.90 | 70.40 | 60.40 | 10 | 472.40 | 63.40 | 54.40 |  |  |  |  | 0 | 0 | 0 | 40 |  | 85444290 | PL
098642-3 | Side plate, left, with insulation |  |  | 1 | 2259.50 | 302.70 | 259.50 | 10 | 2033.60 | 272.40 | 233.60 |  |  |  |  | 1240 | 600 | 148 | 5300 |  | 84159000
098643-2 | Side plate, right, with insulation |  |  | 1 | 2296.70 | 307.40 | 263.60 | 10 | 2067.00 | 276.70 | 237.20 |  |  |  |  | 1240 | 600 | 148 | 5300 |  | 84159000
098644-1 | Condenser pump, Si-10, 230V 1 ~ 50 / 60Hz 14W, Max Flow Rate 20 l/h, Max trykhøjde 10m ved 4 l/h |  |  | 1 | 1745.40 | 233.80 | 200.20 | 10 | 1570.90 | 210.40 | 180.20 |  |  |  |  | 250 | 175 | 100 | 370 |  | 84159000 | GB
098650 | Bag of all labels |  |  | 1 | 1126.30 | 150.80 | 129.30 | 10 | 1013.70 | 135.70 | 116.40 |  |  |  |  | 220 | 320 | 50 | 50 |  | 84159000 | DK
098734 | Control panel, Reset |  |  | 1 | 188.10 | 25.20 | 21.60 | 10 | 169.30 | 22.70 | 19.40 |  |  |  |  | 100 | 100 | 50 | 60 |  | 85340090 | DK
098753 | Radial fan, ø225mm | 094815,094816,094671,094669 |  | 1 | 1135.20 | 152.00 | 130.30 | 10 | 1021.70 | 136.80 | 117.30 |  |  |  |  | 225 | 225 | 100 | 2300 |  | 84145935 | DE
098758 | Foot, 37.9 x 10.5 x 48.5 (092583) |  |  | 1 | 10.50 | 1.70 | 1.20 | 10 | 9.50 | 1.50 | 1.10 |  |  |  |  | 379 | 105 | 485 | 250 |  | 84149000 | DK
098820-1 | Sideplate right/left |  |  | 1 | 957.50 | 128.00 | 110.00 | 10 | 862.10 | 115.40 | 99.10 |  |  |  |  | 150 | 100 | 10 | 4665 |  | 84159000
098822-1 | Rear plate with hose connection |  |  | 1 | 1586.50 | 212.60 | 182.20 | 10 | 1427.90 | 191.30 | 164.00 |  |  |  |  | 1100 | 650 | 10 | 2000 |  | 84159000
098823 | Hose connection |  | 5999-22-632-1609 | 1 | 976.70 | 130.80 | 112.30 | 10 | 878.90 | 117.60 | 100.80 |  |  |  |  | 350 | 350 | 350 | 1700 |  | 84159000
098824 | Filter mounting |  | 5340-22-632-1612 | 1 | 825.60 | 110.30 | 94.60 | 10 | 743.00 | 99.40 | 85.10 |  |  |  |  | 500 | 500 | 500 | 50 |  | 84159000
098826 | Assembled front door for TKS60/ outdoor |  |  | 1 | 3183.10 | 426.20 | 365.50 | 10 | 2864.80 | 383.60 | 328.90 |  |  |  |  | 1150 | 750 | 500 | 6400 |  | 84159000
098830-1 | Front for Controller |  |  | 1 | 980.00 | 131.10 | 112.60 | 10 | 882.00 | 117.90 | 101.10 |  |  |  |  | 418 | 184 | 50 | 900 |  | 84159000
098832 | Bracket for humidity sensor |  |  | 1 | 218.00 | 29.20 | 25.10 | 10 | 196.20 | 26.30 | 22.60 |  |  |  |  | 100 | 60 | 2 | 37 |  | 73269098
098834 | PPI filter for sensor |  |  | 1 | 52.60 | 7.00 | 6.10 | 10 | 39.70 | 5.30 | 4.60 |  |  |  |  | 60 | 60 | 2 | 2 |  | 39211310 | DK
098840 | Compressor and electrical box |  | 4130-22-632-1670 | 1 | 5840.50 | 781.90 | 670.60 | 10 | 5256.40 | 703.70 | 603.50 |  |  |  |  | 405 | 305 | 258 | 32500 |  | 84159000
098858 | K1 Contactor cpl. |  | 6110-22-632-1709 | 1 | 848.70 | 113.60 | 97.40 | 10 | 763.80 | 102.30 | 87.70 |  |  |  |  | 190 | 100 | 70 | 150 |  | 84159000
098859 | K2 Contactor cpl. |  | 6110-22-632-1710 | 1 | 987.90 | 132.30 | 113.50 | 10 | 889.00 | 119.10 | 101.90 |  |  |  |  | 195 | 110 | 95 | 420 |  | 84159000
098860 | K3 - Contactor cpl. |  | 5945-22-632-1712 | 1 | 1153.00 | 154.40 | 132.40 | 10 | 1037.70 | 138.90 | 119.10 |  |  |  |  | 190 | 100 | 70 | 150 |  | 84159000
098861 | Fuse block |  | 5945-22-632-1712 | 1 | 465.30 | 62.60 | 53.40 | 10 | 418.70 | 56.50 | 48.30 |  |  |  |  | 110 | 90 | 60 | 4 |  | 84159000
098862 | Fuse 10 pcs. |  | 5925-22-632-1714 | 1 | 425.20 | 57.00 | 48.90 | 10 | 382.70 | 51.10 | 43.80 |  |  |  |  | 150 | 100 | 5 | 50 |  | 84159000
098863 | Terminal Block cpl. |  | 5940-22-632-1726 | 1 | 753.10 | 100.80 | 86.50 | 10 | 677.90 | 90.70 | 77.80 |  |  |  |  | 222 | 162 | 92 | 200 |  | 84159000
098864-1 | Controller front |  |  | 1 | 887.00 | 118.80 | 101.90 | 10 | 798.30 | 107.00 | 91.80 |  |  |  |  | 110 | 90 | 60 | 100 |  | 84159000
098865 | Power supply Cable, 10m, 16A CCE Plug |  | 6150-22-632-1699 | 1 | 1459.60 | 195.70 | 167.60 | 10 | 1313.60 | 176.10 | 150.80 |  |  |  |  | 400 | 310 | 125 | 50 |  | 84159000
098881 | Capacitor, 35µF |  | 5910-22-632-1854 | 1 | 615.10 | 82.30 | 70.60 | 10 | 553.50 | 74.10 | 63.60 |  |  |  |  | 190 | 100 | 70 | 160 |  | 84159000
098883-1 | Connectionbox cpl. |  |  | 1 | 2111.60 | 282.80 | 242.30 | 10 | 1900.40 | 254.50 | 218.10 |  |  |  |  | 222 | 162 | 92 | 700 |  | 84159000
098883-2 | Connectionbox cpl. |  |  | 1 | 2111.60 | 282.80 | 242.30 | 10 | 1900.40 | 254.50 | 218.10 |  |  |  |  | 222 | 162 | 92 | 700 |  | 84159000
098885 | Compressor with cable |  | 4310-22-632-1850 | 1 | 5773.20 | 772.90 | 662.80 | 10 | 5195.90 | 695.60 | 596.50 |  |  |  |  | 410 | 410 | 410 | 22000 |  | 84159000
098886 | Fan, Condenser |  | 4140-22-632-1849 | 1 | 3480.90 | 466.00 | 399.60 | 10 | 3132.80 | 419.40 | 359.70 |  |  |  |  | 310 | 310 | 140 | 2000 |  | 84159000
098887 | Fan and fan housing cpl. Condenser |  | 4130-22-632-1847 | 1 | 4056.60 | 543.00 | 465.70 | 10 | 3650.90 | 488.70 | 419.20 |  |  |  |  | 660 | 485 | 288 | 17000 |  | 84159000
098888-1 | Socket cpl. |  |  | 1 | 6377.30 | 853.90 | 732.10 | 10 | 5739.60 | 768.50 | 658.90 |  |  |  |  | 800 | 800 | 500 | 10000 |  | 84159000
098964 | Radial fan, ø225mm | 096880,081429 |  | 1 | 1695.70 | 227.00 | 194.70 | 10 | 1526.10 | 204.30 | 175.20 |  |  |  |  | 220 | 220 | 110 | 1566 |  | 84145935 | DE
098967 | Radial fan, R3G225RH1919, bearing type 2RS | 062039 |  | 1 | 1695.50 | 227.00 | 194.70 | 10 | 1525.90 | 204.30 | 175.20 |  |  |  |  | 225 | 225 | 120 | 1590 |  | 84145935 | DE
099017 | PPI filter CDP/CDF | 094686,091762 |  | 1 | 357.10 | 47.80 | 41.00 | 10 | 321.40 | 43.00 | 36.90 |  |  |  |  | 360 | 200 | 80 | 105 |  | 39211310 | PL
099038 | Print 220V, 50Hz | 517501 |  | 1 | 4192.70 | 561.30 | 481.30 | 10 | 3773.10 | 505.10 | 433.00 |  |  |  |  | 20 | 10 | 2 | 160 |  | 84159000
099182-1 | Plast heat exchanger P2 |  |  | 1 | 3491.70 | 467.70 | 400.80 | 10 | 3142.50 | 420.90 | 360.70 |  |  |  |  | 410 | 410 | 410 | 7000 |  | 84159000
099187-3 | Front Cover, DH55 glass fiber |  |  | 1 | 5278.00 | 706.60 | 605.90 | 10 | 4750.20 | 635.90 | 545.30 |  |  |  |  | 1500 | 260 | 800 | 15000 |  | 84159000
099188-1 | Front Cover, DH50/60 Metal Plastisol | 166001 |  | 1 | 3810.40 | 510.10 | 437.50 | 10 | 3429.40 | 459.10 | 393.70 |  |  |  |  | 1200 | 500 | 800 | 5000 |  | 84159000
099189 | Reciprocating compressor | 601933,074849 |  | 1 | 1381.40 | 185.10 | 158.80 | 10 | 1243.30 | 166.60 | 142.90 |  |  |  |  | 100 | 50 | 25 | 36 |  | 84143081 | DK
099190 | Reciprocating compressor, AE-1201-BF-M exclusive of accessories | 099827,144152 |  | 1 | 2334.70 | 312.50 | 268.00 | 10 | 2101.20 | 281.30 | 241.20 |  |  |  |  | 250 | 145 | 210 | 11695 |  | 84143081 | DK
099249 | Dry filter, 1/4"-1/4" |  |  | 1 | 227.20 | 30.40 | 26.10 | 10 | 204.40 | 27.40 | 23.50 |  |  |  |  | 130 | 20 | 20 | 200 |  | 84189990 | DK
099256-8 | Top Panel LBD20/30/40 painted with instruction label | 092558 |  | 1 | 1348.10 | 180.40 | 154.80 | 10 | 1213.30 | 162.40 | 139.30 |  |  |  |  | 485 | 410 | 9 | 1230 |  | 84159000
099358 | Electricalbox for compressor |  | 5975-22-632-5169 | 1 | 1732.20 | 231.90 | 199.10 | 10 | 1559.00 | 208.60 | 179.40 |  |  |  |  | 400 | 310 | 125 | 150 |  | 84145935
099617-2 | Thermal overload B190-140, kit | 622951 |  | 1 | 96.90 | 13.00 | 11.10 | 10 | 87.20 | 11.70 | 10.00 |  |  |  |  | 150 | 105 | 70 | 30 |  | 84159000 | DK
099712 | Drip tray | 481117,457501 |  | 1 | 1002.50 | 134.30 | 115.00 | 10 | 902.30 | 120.90 | 103.50 |  |  |  |  | 385 | 195 | 18 | 250 |  | 84159000
099727 | Pressostat, high pressure, calibrated | 098457 |  | 1 | 173.20 | 23.20 | 19.90 | 10 | 155.90 | 20.90 | 17.90 |  |  |  |  | 80 | 22 | 22 | 1500 |  | 90322000 | DK
099737 | Wheels, without lock | 098514 |  | 1 | 137.30 | 18.40 | 15.80 | 10 | 109.80 | 14.70 | 12.60 |  |  |  |  | 66 | 60 | 10 | 150 |  | 86071910 | DK
099738 | Wheels, with lock | 098514 |  | 1 | 166.40 | 22.30 | 19.20 | 10 | 133.10 | 17.70 | 15.50 |  |  |  |  | 60 | 60 | 10 | 250 |  | 86071910 | DK
099833 | Hub cap, 20 pcs . Ø38 |  |  | 1 | 549.40 | 73.50 | 63.10 | 10 | 494.40 | 66.20 | 56.80 |  |  |  |  | 220 | 350 | 50 | 300 |  | 84159000
099852 | Driptray, Black ABS, EVAP, New PAC22 | 357001 |  | 1 | 472.50 | 63.30 | 54.10 | 10 | 425.30 | 57.00 | 48.70 |  |  |  |  | 790 | 160 | 35 | 150 |  | 84159000
099959 | Front Inlet Grille, RAL 9002, Textured |  |  | 1 | 1714.50 | 229.50 | 196.80 | 10 | 1543.00 | 206.60 | 177.10 |  |  |  |  | 775 | 525 | 250 | 1800 |  | 84159000
099964 | Fittings, Wall bracket DH30 | 138851 |  | 1 | 586.80 | 78.90 | 67.40 | 10 | 528.10 | 71.00 | 60.70 |  |  |  |  | 400 | 540 | 330 | 800 |  | 84159000
1004667 | Screw kit for electrical case - 8, 12, 16, 22 |  |  | 1 | 55.70 | 7.50 | 6.40 | 10 | 50.10 | 6.80 | 5.80 |  |  |  |  | 100 | 20 | 20 | 45 |  | 84159000
1005548 | Inverter Board - 8 |  |  | 1 | 3422.70 | 458.20 | 393.00 | 10 | 3080.40 | 412.40 | 353.70 |  |  |  |  | 160 | 143 | 95 | 1062 |  | 84159000 | CN
1005549 | Water flow switch |  |  | 1 | 572.90 | 76.70 | 65.80 | 10 | 515.60 | 69.00 | 59.20 |  |  |  |  | 0 | 0 | 0 | 40 |  | 84159000 | CN
1005550 | Fan motor - 8, 12 |  |  | 1 | 2114.90 | 283.10 | 242.80 | 10 | 1903.40 | 254.80 | 218.50 |  |  |  |  | 145 | 145 | 170 | 2376 |  | 84145935 | CN
1005551 | Power filter board - 12 |  |  | 1 | 1419.30 | 190.00 | 162.90 | 10 | 1277.40 | 171.00 | 146.60 |  |  |  |  | 140 | 82 | 40 | 244 |  | 84159000 | CN
1005552 | Sensors (full set) - 8, 12, 16, 22 |  |  | 1 | 736.60 | 98.60 | 84.60 | 10 | 662.90 | 88.70 | 76.10 |  |  |  |  | 200 | 70 | 40 | 150 |  | 90319000 | CN
1005553 | High pressure protection switch |  |  | 1 | 297.90 | 39.90 | 34.20 | 10 | 268.10 | 35.90 | 30.80 |  |  |  |  | 0 | 0 | 0 | 0 |  | 84159000 | CN
1005554 | Low pressure protection switch |  |  | 1 | 297.90 | 39.90 | 34.20 | 10 | 268.10 | 35.90 | 30.80 |  |  |  |  | 0 | 0 | 0 | 0 |  | 84159000 | CN
1005555 | Low pressure valve |  |  | 1 | 252.10 | 33.70 | 28.90 | 10 | 226.90 | 30.30 | 26.00 |  |  |  |  | 0 | 0 | 0 | 0 |  | 84159000 | CN
1005556 | Water union (48.3mm) |  |  | 1 | 245.60 | 32.90 | 28.20 | 10 | 221.00 | 29.60 | 25.40 |  |  |  |  | 80 | 95 | 95 | 338 |  | 84159000 | CN
1005557 | Water union gasket |  |  | 1 | 36.00 | 4.80 | 4.10 | 10 | 32.40 | 4.30 | 3.70 |  |  |  |  | 90 | 90 | 15 | 34 |  | 84159000 | CN
1005558 | Drainage kit |  |  | 1 | 265.10 | 35.50 | 30.40 | 10 | 238.60 | 32.00 | 27.40 |  |  |  |  | 190 | 100 | 55 | 65 |  | 84159000 | CN
1005562 | Power filter board - 16, 15 |  |  | 1 | 2087.10 | 279.40 | 239.60 | 10 | 1878.40 | 251.50 | 215.60 |  |  |  |  | 140 | 82 | 48 | 388 |  | 84159000 | CN
1005567 | Power filter board - 22 |  |  | 1 | 2087.10 | 279.40 | 239.60 | 10 | 1878.40 | 251.50 | 215.60 |  |  |  |  | 140 | 82 | 50 | 438 |  | 84159000 | CN
1005629 | Water union (50.0mm) |  |  | 1 | 245.60 | 32.90 | 28.20 | 10 | 221.00 | 29.60 | 25.40 |  |  |  |  | 0 | 0 | 0 | 300 |  | 84159000 | CN
1005900 | PCB - 8 |  |  | 1 | 2913.80 | 390.10 | 334.50 | 10 | 2622.40 | 351.10 | 301.10 |  |  |  |  | 175 | 140 | 38 | 282 |  | 84159000 | CN
1005901 | PCB - 12 |  |  | 1 | 2913.80 | 390.10 | 334.50 | 10 | 2622.40 | 351.10 | 301.10 |  |  |  |  | 175 | 140 | 38 | 282 |  | 84159000 | CN
1005902 | PCB - 16 |  |  | 1 | 2913.80 | 390.10 | 334.50 | 10 | 2622.40 | 351.10 | 301.10 |  |  |  |  | 175 | 140 | 38 | 282 |  | 84159000 | CN
1005905 | PCB - 16, 15 |  |  | 1 | 2913.80 | 390.10 | 334.50 | 10 | 2622.40 | 351.10 | 301.10 |  |  |  |  | 175 | 140 | 38 | 284 |  | 84159000 | CN
1005906 | PCB - 22 |  |  | 1 | 2913.80 | 390.10 | 334.50 | 10 | 2622.40 | 351.10 | 301.10 |  |  |  |  | 175 | 140 | 38 | 282 |  | 84159000 | CN
1005907 | PCB - 22 |  |  | 1 | 2913.80 | 390.10 | 334.50 | 10 | 2622.40 | 351.10 | 301.10 |  |  |  |  | 180 | 140 | 47 | 300 |  | 84159000 | CN
1005908 | PCB - 28 |  |  | 1 | 2913.80 | 390.10 | 334.50 | 10 | 2622.40 | 351.10 | 301.10 |  |  |  |  | 180 | 140 | 47 | 300 |  | 84159000 | CN
1005909 | Round Touch controller (With wifi module) |  |  | 1 | 2422.60 | 324.30 | 278.10 | 10 | 2180.30 | 291.90 | 250.30 |  |  |  |  | 110 | 110 | 60 | 150 |  | 84159000 | CN
1005911 | Power filter board - 8 |  |  | 1 | 1419.20 | 190.00 | 162.90 | 10 | 1277.30 | 171.00 | 146.60 |  |  |  |  | 140 | 82 | 50 | 242 |  | 84159000 | CN
1005912 | Inverter Board - 8, 16 |  |  | 1 | 3565.20 | 477.30 | 409.30 | 10 | 3208.70 | 429.60 | 368.40 |  |  |  |  | 220 | 142 | 110 | 1550 |  | 84159000 | CN
1005913 | Inverter board - 22 |  |  | 1 | 3907.30 | 523.10 | 448.60 | 10 | 3516.60 | 470.80 | 403.70 |  |  |  |  | 220 | 143 | 116 | 1572 |  | 84159000 | CN
1005914 | Inverter board - 15, 16, 22 |  |  | 1 | 4915.60 | 658.10 | 564.40 | 10 | 4424.00 | 592.30 | 508.00 |  |  |  |  | 220 | 142 | 78 | 1274 |  | 84159000 | CN
1005915 | Inverter board - 28 |  |  | 1 | 6248.00 | 836.40 | 717.30 | 10 | 5623.20 | 752.80 | 645.60 |  |  |  |  | 260 | 142 | 78 | 1504 |  | 84159000 | CN
1005917 | Fan motor - 12, 15, 16 |  |  | 1 | 2114.90 | 283.10 | 242.80 | 10 | 1903.40 | 254.80 | 218.50 |  |  |  |  | 145 | 145 | 200 | 2448 |  | 84145935 | CN
1005918 | Fan motor - 22, 28 |  |  | 1 | 2699.30 | 361.40 | 309.90 | 10 | 2429.40 | 325.30 | 278.90 |  |  |  |  | 145 | 145 | 190 | 3026 |  | 84145935 | CN
1005919 | Sensors (full set) - 12, 10, 15, 16, 22 |  |  | 1 | 736.60 | 98.60 | 84.60 | 10 | 662.90 | 88.70 | 76.10 |  |  |  |  | 140 | 140 | 65 | 166 |  | 90319000 | CN
1006892 | PCB - 10, 12 |  |  | 1 | 2913.70 | 390.10 | 334.50 | 10 | 2622.30 | 351.10 | 301.10 |  |  |  |  | 175 | 140 | 38 | 282 |  | 84159000 | CN
1006893 | Inverter board - 10, 12 |  |  | 1 | 3673.20 | 491.70 | 421.70 | 10 | 3305.90 | 442.50 | 379.50 |  |  |  |  | 160 | 143 | 115 | 1156 |  | 90319000 | CN
1006900 | Fan blade - 22, 28 |  |  | 1 | 528.70 | 70.80 | 60.70 | 10 | 475.80 | 63.70 | 54.60 |  |  |  |  | 555 | 555 | 170 | 1368 |  | 84145935 | CN
1006932 | 4-way valve - 8,12 |  |  | 1 | 654.00 | 87.50 | 75.10 | 10 | 588.60 | 78.80 | 67.60 |  |  |  |  | 0 | 0 | 0 | 0 |  | 90319000 | CN
1006933 | 4-way valve - 16 |  |  | 1 | 709.60 | 95.00 | 81.50 | 10 | 638.60 | 85.50 | 73.40 |  |  |  |  | 0 | 0 | 0 | 0 |  | 84159000 | CN
1006934 | 4-way valve - 22, 28 |  |  | 1 | 1168.80 | 156.50 | 134.20 | 10 | 1051.90 | 140.80 | 120.80 |  |  |  |  | 0 | 0 | 0 | 0 |  | 84159000 | CN
1007212 | Power filter board - 16, 22, 28 |  |  | 1 | 2455.40 | 328.70 | 281.90 | 10 | 2209.90 | 295.80 | 253.70 |  |  |  |  | 185 | 120 | 65 | 722 |  | 84159000 | CN
1007213 | 10M Remote cable |  |  | 1 | 530.40 | 71.00 | 60.90 | 10 | 477.40 | 63.90 | 54.80 |  |  |  |  | 0 | 0 | 0 | 0 |  | 85444290 | CN
1007215 | Contactor board - 15, 16, 22, 28 |  |  | 1 | 795.50 | 106.50 | 91.30 | 10 | 716.00 | 95.90 | 82.20 |  |  |  |  | 0 | 0 | 0 | 0 |  | 84159000 | CN
1007216 | Capacitor - 28 |  |  | 1 | 252.10 | 33.70 | 28.90 | 10 | 226.90 | 30.30 | 26.00 |  |  |  |  | 0 | 0 | 0 | 0 |  | 84159000 | CN
1007217 | Capacitor plate - 28 |  |  | 1 | 2291.70 | 306.80 | 263.10 | 10 | 2062.50 | 276.10 | 236.80 |  |  |  |  | 0 | 0 | 0 | 0 |  | 84159000 | CN
1007218 | Screw kit for Electrical circuits box - 8, 12, 16, 22 |  |  | 1 | 37.00 | 5.00 | 4.30 | 10 | 33.30 | 4.50 | 3.90 |  |  |  |  | 100 | 20 | 20 | 56 |  | 84159000 | CN
1007220 | Reactor - 8 |  |  | 1 | 481.30 | 64.40 | 55.30 | 10 | 433.20 | 58.00 | 49.80 |  |  |  |  | 0 | 0 | 0 | 0 |  | 84159000 | CN
1007221 | Reactor - 12 |  |  | 1 | 481.30 | 64.40 | 55.30 | 10 | 433.20 | 58.00 | 49.80 |  |  |  |  | 0 | 0 | 0 | 0 |  | 84159000 | CN
1007222 | Reactor - 12, 15, 16 |  |  | 1 | 556.50 | 74.50 | 63.90 | 10 | 500.90 | 67.00 | 57.50 |  |  |  |  | 0 | 0 | 0 | 0 |  | 84159000 | CN
1007223 | Reactor - 22 |  |  | 1 | 862.60 | 115.50 | 99.00 | 10 | 776.30 | 104.00 | 89.10 |  |  |  |  | 0 | 0 | 0 | 0 |  | 84159000 | CN
1007224 | Reactor (big) - 15, 16, 22 |  |  | 1 | 1725.30 | 231.00 | 198.10 | 10 | 1552.80 | 207.90 | 178.30 |  |  |  |  | 0 | 0 | 0 | 0 |  | 84159000 | CN
1007225 | Reactor (big) - 28 |  |  | 1 | 2365.30 | 316.60 | 271.60 | 10 | 2128.80 | 284.90 | 244.40 |  |  |  |  | 0 | 0 | 0 | 0 |  | 84159000 | CN
1007226 | Reactor (small) - 15, 16, 22, 28 |  |  | 1 | 206.20 | 27.60 | 23.70 | 10 | 185.60 | 24.80 | 21.30 |  |  |  |  | 0 | 0 | 0 | 0 |  | 84159000 | CN
1007227 | Water pump contactor - 15, 16, 22, 28 |  |  | 1 | 206.20 | 27.60 | 23.70 | 10 | 185.60 | 24.80 | 21.30 |  |  |  |  | 0 | 0 | 0 | 0 |  | 84159000 | CN
1007228 | 4-way valve - 10, 12 |  |  | 1 | 653.90 | 87.50 | 75.10 | 10 | 588.50 | 78.80 | 67.60 |  |  |  |  | 0 | 0 | 0 | 0 |  | 84159000 | CN
1007229 | 4-way valve - 15, 16 |  |  | 1 | 709.60 | 95.00 | 81.50 | 10 | 638.60 | 85.50 | 73.40 |  |  |  |  | 0 | 0 | 0 | 0 |  | 84159000 | CN
1007234 | Electronic expansion valve - 8, 10, 12 |  |  | 1 | 1321.80 | 177.00 | 151.80 | 10 | 1189.60 | 159.30 | 136.60 |  |  |  |  | 130 | 100 | 35 | 166 |  | 84159000 | CN
1007235 | Electronic expansion valve - 15, 16 |  |  | 1 | 1920.10 | 257.00 | 220.40 | 10 | 1728.10 | 231.30 | 198.40 |  |  |  |  | 130 | 100 | 35 | 166 |  | 84159000 | CN
1007236 | Electronic expansion valve - 22, 28 |  |  | 1 | 2448.80 | 327.80 | 281.20 | 10 | 2203.90 | 295.00 | 253.10 |  |  |  |  | 130 | 100 | 35 | 166 |  | 84159000 | CN
1007237 | Fan blade - 10, 12, 16 |  |  | 1 | 710.40 | 95.10 | 81.60 | 10 | 639.40 | 85.60 | 73.40 |  |  |  |  | 520 | 520 | 155 | 844 |  | 84159000 | CN
1007238 | Fan blade - 15, 16 |  |  | 1 | 710.40 | 95.10 | 81.60 | 10 | 639.40 | 85.60 | 73.40 |  |  |  |  | 600 | 600 | 140 | 768 |  | 84159000 | CN
1007240 | Fan Blade - 8, 12 |  |  | 1 | 572.90 | 76.70 | 65.80 | 10 | 515.60 | 69.00 | 59.20 |  |  |  |  | 500 | 500 | 130 | 542 |  | 84159000 | CN
1007335 | PCB - 16, 15 |  |  | 1 | 2913.70 | 390.10 | 334.50 | 10 | 2622.30 | 351.10 | 301.10 |  |  |  |  | 180 | 140 | 47 | 304 |  | 84159000 | CN
1007478 | Front panel - 16 |  |  | 1 | 1800.60 | 241.00 | 206.70 | 10 | 1620.50 | 216.90 | 186.00 |  |  |  |  | 0 | 0 | 0 | 0 |  | 84159000 | CN
1007479 | Dantherm Mask - 8 |  |  | 1 | 572.90 | 76.70 | 65.80 | 10 | 515.60 | 69.00 | 59.20 |  |  |  |  | 0 | 0 | 0 | 0 |  | 84159000 | CN
1007480 | Dantherm Mask - 16 |  |  | 1 | 883.90 | 118.30 | 101.50 | 10 | 795.50 | 106.50 | 91.40 |  |  |  |  | 0 | 0 | 0 | 0 |  | 84159000 | CN
1007485 | Top cover - 8, 12 |  |  | 1 | 834.80 | 111.80 | 95.80 | 10 | 751.30 | 100.60 | 86.20 |  |  |  |  | 0 | 0 | 0 | 0 |  | 84159000 | CN
1007486 | Front panel (A103) - 8, 12 |  |  | 1 | 1620.60 | 216.90 | 186.10 | 10 | 1458.50 | 195.20 | 167.50 |  |  |  |  | 0 | 0 | 0 | 0 |  | 84159000 | CN
1007487 | Calorex mask (A103) - 8, 12 |  |  | 1 | 687.50 | 92.00 | 78.90 | 10 | 618.80 | 82.80 | 71.00 |  |  |  |  | 0 | 0 | 0 | 0 |  | 84159000 | CN
1007488 | Right up panel - 8, 12, 16 |  |  | 1 | 324.10 | 43.40 | 37.20 | 10 | 291.70 | 39.10 | 33.50 |  |  |  |  | 0 | 0 | 0 | 0 |  | 84159000 | CN
1007489 | Right down panel - 8, 12 |  |  | 1 | 736.60 | 98.60 | 84.60 | 10 | 662.90 | 88.70 | 76.10 |  |  |  |  | 0 | 0 | 0 | 0 |  | 84159000 | CN
1007490 | Back panel - 12 |  |  | 1 | 567.00 | 75.90 | 65.10 | 10 | 510.30 | 68.30 | 58.60 |  |  |  |  | 0 | 0 | 0 | 0 |  | 84159000 | CN
1007491 | Bottom board - 12 |  |  | 1 | 867.60 | 116.10 | 99.60 | 10 | 780.80 | 104.50 | 89.60 |  |  |  |  | 0 | 0 | 0 | 0 |  | 84159000 | CN
1007492 | Pole - 8, 12 |  |  | 1 | 324.10 | 43.40 | 37.20 | 10 | 291.70 | 39.10 | 33.50 |  |  |  |  | 0 | 0 | 0 | 0 |  | 84159000 | CN
1007493 | Calorex Patented Back Grille - 12 |  |  | 1 | 1129.50 | 151.20 | 129.70 | 10 | 1016.60 | 136.10 | 116.70 |  |  |  |  | 0 | 0 | 0 | 0 |  | 84159000 | CN
1007494 | Fan Guard Grille - 8, 12, 16 |  |  | 1 | 618.80 | 82.80 | 71.00 | 10 | 556.90 | 74.50 | 63.90 |  |  |  |  | 0 | 0 | 0 | 0 |  | 84159000 | CN
1007495 | Calorex Patented Left Grille - 8, 12 |  |  | 1 | 854.50 | 114.40 | 98.10 | 10 | 769.10 | 103.00 | 88.30 |  |  |  |  | 0 | 0 | 0 | 0 |  | 84159000 | CN
1007496 | Top cover - 16 |  |  | 1 | 949.40 | 127.10 | 109.00 | 10 | 854.50 | 114.40 | 98.10 |  |  |  |  | 0 | 0 | 0 | 0 |  | 84159000 | CN
1007497 | Front panel (A103) - 16 |  |  | 1 | 1980.70 | 265.20 | 227.40 | 10 | 1782.60 | 238.70 | 204.70 |  |  |  |  | 0 | 0 | 0 | 0 |  | 84159000 | CN
1007498 | Calorex mask (A103) - 16 |  |  | 1 | 982.20 | 131.50 | 112.80 | 10 | 884.00 | 118.40 | 101.50 |  |  |  |  | 0 | 0 | 0 | 0 |  | 84159000 | CN
1007499 | Rigth down panel - 16 |  |  | 1 | 565.00 | 75.60 | 64.90 | 10 | 508.50 | 68.00 | 58.40 |  |  |  |  | 0 | 0 | 0 | 0 |  | 84159000 | CN
1007500 | Back panel - 16 |  |  | 1 | 654.80 | 87.70 | 75.20 | 10 | 589.30 | 78.90 | 67.70 |  |  |  |  | 0 | 0 | 0 | 0 |  | 84159000 | CN
1007501 | Bottom board - 16 |  |  | 1 | 982.20 | 131.50 | 112.80 | 10 | 884.00 | 118.40 | 101.50 |  |  |  |  | 0 | 0 | 0 | 0 |  | 84159000 | CN
1007502 | Pole - 16 |  |  | 1 | 324.10 | 43.40 | 37.20 | 10 | 291.70 | 39.10 | 33.50 |  |  |  |  | 0 | 0 | 0 | 0 |  | 84159000 | CN
1007503 | Patented back grille - 16 |  |  | 1 | 1342.30 | 179.70 | 154.10 | 10 | 1208.10 | 161.70 | 138.70 |  |  |  |  | 0 | 0 | 0 | 0 |  | 84159000 | CN
1007504 | Patented left grille - 16 |  |  | 1 | 565.20 | 75.70 | 64.90 | 10 | 508.70 | 68.10 | 58.40 |  |  |  |  | 0 | 0 | 0 | 0 |  | 84159000 | CN
1007518 | Front panel - 12 |  |  | 1 | 1767.90 | 236.70 | 203.00 | 10 | 1591.10 | 213.00 | 182.70 |  |  |  |  | 0 | 0 | 0 | 0 |  | 84159000 | CN
1007519 | Calorex mask - 12 |  |  | 1 | 916.70 | 122.70 | 105.20 | 10 | 825.00 | 110.40 | 94.70 |  |  |  |  | 0 | 0 | 0 | 0 |  | 84159000 | CN
1007520 | Back panel - 12 |  |  | 1 | 825.00 | 110.50 | 94.70 | 10 | 742.50 | 99.50 | 85.20 |  |  |  |  | 0 | 0 | 0 | 0 |  | 84159000 | CN
1007521 | Bottom board - 12 |  |  | 1 | 1178.60 | 157.80 | 135.30 | 10 | 1060.70 | 142.00 | 121.80 |  |  |  |  | 0 | 0 | 0 | 0 |  | 84159000 | CN
1007522 | Patented back grille - 12 |  |  | 1 | 1375.00 | 184.10 | 157.90 | 10 | 1237.50 | 165.70 | 142.10 |  |  |  |  | 0 | 0 | 0 | 0 |  | 84159000 | CN
1007523 | Top cover - 16 |  |  | 1 | 933.10 | 124.90 | 107.10 | 10 | 839.80 | 112.40 | 96.40 |  |  |  |  | 0 | 0 | 0 | 0 |  | 84159000 | CN
1007524 | Front panel - 16 |  |  | 1 | 1767.90 | 236.70 | 203.00 | 10 | 1591.10 | 213.00 | 182.70 |  |  |  |  | 0 | 0 | 0 | 0 |  | 84159000 | CN
1007525 | Right up panel - 16 |  |  | 1 | 559.80 | 74.90 | 64.30 | 10 | 503.80 | 67.40 | 57.90 |  |  |  |  | 0 | 0 | 0 | 0 |  | 84159000 | CN
1007526 | Right down panel - 16 |  |  | 1 | 954.60 | 127.80 | 109.60 | 10 | 859.10 | 115.00 | 98.60 |  |  |  |  | 0 | 0 | 0 | 0 |  | 84159000 | CN
1007527 | Back panel - 16 |  |  | 1 | 825.00 | 110.50 | 94.70 | 10 | 742.50 | 99.50 | 85.20 |  |  |  |  | 0 | 0 | 0 | 0 |  | 84159000 | CN
1007528 | Bottom board - 16 |  |  | 1 | 1178.60 | 157.80 | 135.30 | 10 | 1060.70 | 142.00 | 121.80 |  |  |  |  | 0 | 0 | 0 | 0 |  | 84159000 | CN
1007529 | Patented back grille - 16 |  |  | 1 | 1375.00 | 184.10 | 157.90 | 10 | 1237.50 | 165.70 | 142.10 |  |  |  |  | 0 | 0 | 0 | 0 |  | 84159000 | CN
1007530 | Fan guard grille - 16 |  |  | 1 | 677.70 | 90.70 | 77.80 | 10 | 609.90 | 81.60 | 70.00 |  |  |  |  | 0 | 0 | 0 | 0 |  | 84159000 | CN
1007531 | Patented left grille - 16 |  |  | 1 | 622.00 | 83.30 | 71.40 | 10 | 559.80 | 75.00 | 64.30 |  |  |  |  | 0 | 0 | 0 | 0 |  | 84159000 | CN
1007532 | Top cover - 28 |  |  | 1 | 1492.90 | 199.90 | 171.40 | 10 | 1343.60 | 179.90 | 154.30 |  |  |  |  | 0 | 0 | 0 | 0 |  | 84159000 | CN
1007533 | Fron panel - 28 |  |  | 1 | 1964.30 | 263.00 | 225.50 | 10 | 1767.90 | 236.70 | 203.00 |  |  |  |  | 0 | 0 | 0 | 0 |  | 84159000 | CN
1007534 | Calorex mask - 28 |  |  | 1 | 1080.40 | 144.60 | 124.00 | 10 | 972.40 | 130.10 | 111.60 |  |  |  |  | 0 | 0 | 0 | 0 |  | 84159000 | CN
1007535 | Right up panel - 28 |  |  | 1 | 954.60 | 127.80 | 109.60 | 10 | 859.10 | 115.00 | 98.60 |  |  |  |  | 0 | 0 | 0 | 0 |  | 84159000 | CN
1007536 | Right down panel -28 |  |  | 1 | 717.00 | 96.00 | 82.30 | 10 | 645.30 | 86.40 | 74.10 |  |  |  |  | 0 | 0 | 0 | 0 |  | 84159000 | CN
1007537 | Back panel - 28 |  |  | 1 | 942.80 | 126.20 | 108.30 | 10 | 848.50 | 113.60 | 97.50 |  |  |  |  | 0 | 0 | 0 | 0 |  | 84159000 | CN
1007538 | Bottom board - 28 |  |  | 1 | 1636.90 | 219.10 | 187.90 | 10 | 1473.20 | 197.20 | 169.10 |  |  |  |  | 0 | 0 | 0 | 0 |  | 84159000 | CN
1007539 | Patented back grille - 28 |  |  | 1 | 2029.80 | 271.70 | 233.00 | 10 | 1826.80 | 244.50 | 209.70 |  |  |  |  | 0 | 0 | 0 | 0 |  | 84159000 | CN
1007540 | Patented left grille - 28 |  |  | 1 | 1047.60 | 140.20 | 120.20 | 10 | 942.80 | 126.20 | 108.20 |  |  |  |  | 0 | 0 | 0 | 0 |  | 84159000 | CN
1007648 | R32 Compressor - 22 |  |  | 1 | 7670.50 | 1026.80 | 880.70 | 10 | 6903.50 | 924.10 | 792.60 |  |  |  |  | 0 | 0 | 0 | 0 |  | 84143020 | CN
1007649 | R32 Compressor - 28 |  |  | 1 | 8030.30 | 1075.00 | 922.00 | 10 | 7227.30 | 967.50 | 829.80 |  |  |  |  | 0 | 0 | 0 | 0 |  | 84143020 | CN
1007650 | R32 Compressor - 12 |  |  | 1 | 3277.10 | 438.70 | 376.20 | 10 | 2949.40 | 394.80 | 338.60 |  |  |  |  | 0 | 0 | 0 | 0 |  | 84143020 | CN
1007651 | R32 Compressor - 16 |  |  | 1 | 3619.20 | 484.50 | 415.50 | 10 | 3257.30 | 436.10 | 373.90 |  |  |  |  | 0 | 0 | 0 | 0 |  | 84143020 | CN
1007653 | Titanium heat exchanger(Heat&Cool) - 8 |  |  | 1 | 3751.80 | 502.20 | 430.70 | 10 | 3376.60 | 452.00 | 387.60 |  |  |  |  | 0 | 0 | 0 | 0 |  | 84159000 | CN
1007654 | Titanium heat exchanger(Heat&Cool) - 12 |  |  | 1 | 4203.50 | 562.70 | 482.60 | 10 | 3783.20 | 506.40 | 434.30 |  |  |  |  | 0 | 0 | 0 | 0 |  | 84159000 | CN
1007655 | Titanium heat exchanger(Heat&Cool) - 16 |  |  | 1 | 5794.60 | 775.70 | 665.30 | 10 | 5215.10 | 698.10 | 598.80 |  |  |  |  | 0 | 0 | 0 | 0 |  | 84159000 | CN
1007657 | Titanium heat exchanger(Heat&Cool) - 22 |  |  | 1 | 8780.30 | 1175.40 | 1008.10 | 10 | 7902.30 | 1057.90 | 907.30 |  |  |  |  | 0 | 0 | 0 | 0 |  | 84159000 | CN
1007658 | Titanium heat exchanger(Heat&Cool) - 28 |  |  | 1 | 11785.60 | 1577.70 | 1353.10 | 10 | 10607.00 | 1419.90 | 1217.80 |  |  |  |  | 0 | 0 | 0 | 0 |  | 84159000 | CN
1007659 | Evaporator - 8ALX |  |  | 1 | 5499.90 | 736.30 | 631.50 | 10 | 4949.90 | 662.70 | 568.40 |  |  |  |  | 0 | 0 | 0 | 0 |  | 84159000 | CN
1007660 | Evaporator - 12 |  |  | 1 | 3987.50 | 533.80 | 457.80 | 10 | 3588.80 | 480.40 | 412.00 |  |  |  |  | 0 | 0 | 0 | 0 |  | 84159000 | CN
1007661 | Evaporator - 16 |  |  | 1 | 4380.30 | 586.40 | 502.90 | 10 | 3942.30 | 527.80 | 452.60 |  |  |  |  | 0 | 0 | 0 | 0 |  | 84159000 | CN
1007663 | Evaporator - 22 |  |  | 1 | 10273.10 | 1375.30 | 1179.50 | 10 | 9245.80 | 1237.80 | 1061.50 |  |  |  |  | 0 | 0 | 0 | 0 |  | 84159000 | CN
1007664 | Evaporator - 28 |  |  | 1 | 11589.20 | 1551.40 | 1330.60 | 10 | 10430.30 | 1396.30 | 1197.50 |  |  |  |  | 0 | 0 | 0 | 0 |  | 84159000 | CN
1007668 | R32 Compressor - 8 |  |  | 1 | 4201.90 | 562.50 | 482.40 | 10 | 3781.70 | 506.30 | 434.20 |  |  |  |  | 0 | 0 | 0 | 0 |  | 84143020 | CN
1008012 | Inverter board - 12 |  |  | 1 | 4125.00 | 552.20 | 473.60 | 10 | 3712.50 | 497.00 | 426.20 |  |  |  |  | 160 | 143 | 107 | 1140 |  | 84159000 | CN
1008069 | Fan support - 16 |  |  | 1 | 687.50 | 92.00 | 78.90 | 10 | 618.80 | 82.80 | 71.00 |  |  |  |  | 0 | 0 | 0 | 0 |  | 84159000 | CN
1008070 | Middle support - 16 |  |  | 1 | 550.00 | 73.60 | 63.10 | 10 | 495.00 | 66.20 | 56.80 |  |  |  |  | 0 | 0 | 0 | 0 |  | 84159000 | CN
1008071 | Top suport - 16 |  |  | 1 | 496.70 | 66.50 | 57.00 | 10 | 447.00 | 59.90 | 51.30 |  |  |  |  | 0 | 0 | 0 | 0 |  | 84159000 | CN
1008076 | Top support - 22 |  |  | 1 | 918.30 | 122.90 | 105.40 | 10 | 826.50 | 110.60 | 94.90 |  |  |  |  | 0 | 0 | 0 | 0 |  | 84159000 | CN
1008162 | Middle support - 22 |  |  | 1 | 488.10 | 65.30 | 56.00 | 10 | 439.30 | 58.80 | 50.40 |  |  |  |  | 0 | 0 | 0 | 0 |  | 84158200 | CN
1008279 | R32 Compressor 10, 12 |  |  | 1 | 4357.40 | 583.30 | 500.30 | 10 | 3921.70 | 525.00 | 450.30 |  |  |  |  | 0 | 0 | 0 | 0 |  | 84143020
1008280 | R32 Compressor - 15, 16 |  |  | 1 | 5059.60 | 677.30 | 580.90 | 10 | 4553.60 | 609.60 | 522.80 |  |  |  |  | 0 | 0 | 0 | 0 |  | 84143020
1008281 | R32 Compressor - 15, 16 |  |  | 1 | 5851.90 | 783.40 | 671.90 | 10 | 5266.70 | 705.10 | 604.70 |  |  |  |  | 0 | 0 | 0 | 0 |  | 84143020
1008282 | R32 Compressor - 28 |  |  | 1 | 8030.60 | 1075.10 | 922.00 | 10 | 7227.50 | 967.60 | 829.80 |  |  |  |  | 0 | 0 | 0 | 10500 |  | 84143020
1008321 | Fan support - 22 |  |  | 1 | 500.90 | 67.10 | 57.50 | 10 | 450.80 | 60.40 | 51.80 |  |  |  |  | 0 | 0 | 0 | 0 |  | 84159000 | CN
100870 | Actuator for KVS 6,3 to KVS 20 |  |  | 1 | 3321.40 | 444.70 | 381.30 | 10 | 2989.30 | 400.20 | 343.20 |  |  |  |  | 220 | 220 | 110 | 500 |  | 84158200
101617 | Lock complete with handle for door, DanX "tongue 64/65 included" |  |  | 1 | 490.80 | 65.70 | 56.30 | 10 | 441.70 | 59.10 | 50.70 |  |  |  |  | 200 | 105 | 90 | 870 |  | 84159000
101953 | Frost thermostat |  |  | 1 | 1369.40 | 183.40 | 157.20 | 10 | 1232.50 | 165.10 | 141.50 |  |  |  |  | 220 | 220 | 170 | 1000 |  | 84158200
108087 | Label for service plate, 10 Pcs |  |  | 1 | 533.20 | 75.00 | 61.30 | 10 | 480.20 | 67.40 | 55.30 |  |  |  |  | 220 | 130 | 5 | 10 |  | 84158100 | DK
108088 | Ground cable 2 pcs. + fastners |  |  | 1 | 693.60 | 93.00 | 79.80 | 10 | 623.90 | 83.70 | 71.90 |  |  |  |  | 150 | 100 | 50 | 500 |  | 84158100 | DK
108089 | Ground screw kit, 10 pcs |  |  | 1 | 502.60 | 67.40 | 58.10 | 10 | 452.10 | 60.60 | 52.20 |  |  |  |  | 150 | 100 | 50 | 250 |  | 84159000 | DK
108097 | Fastners kit for tubeframe |  |  | 1 | 720.80 | 96.60 | 82.90 | 10 | 648.60 | 86.70 | 74.70 |  |  |  |  | 150 | 100 | 5 | 270 |  | 84159000 | DK
108098 | Tubeframe Top, 1 pc. |  |  | 1 | 896.30 | 119.90 | 102.80 | 10 | 806.70 | 108.20 | 92.70 |  |  |  |  | 850 | 10 | 100 | 1500 |  | 84159000 | DK
108099 | Wire for splitter, 4 pcs. + fastners |  |  | 1 | 851.70 | 114.00 | 97.80 | 10 | 766.30 | 102.50 | 87.90 |  |  |  |  | 130 | 220 | 100 | 750 |  | 84159000 | DK
108100 | Panel filter, foldable,M5/ePM10 70%, 410 x 375 |  |  | 1 | 857.50 | 114.80 | 98.40 | 10 | 771.70 | 103.30 | 88.60 |  |  |  |  | 480 | 480 | 170 | 1115 | If left door cannot be opened more than maximum 90°, please use this foldable filter. | 56031110 | DK
108101 | Panel filter, foldable, M5/ePM10 70%, 675 x 375 |  |  | 1 | 773.00 | 103.50 | 88.80 | 10 | 695.70 | 93.10 | 79.90 |  |  |  |  | 770 | 461 | 170 | 1340 | If left door cannot be opened more than maximum 90°, please use this foldable filter. | 56031110 | DK
108102 | Panel filter, foldable, M5/ePM10 70%, 785 x 500 |  |  | 1 | 1022.00 | 136.80 | 117.30 | 10 | 919.80 | 123.10 | 105.60 |  |  |  |  | 850 | 690 | 410 | 1880 | If left door cannot be opened more than maximum 90 deg;, please use this foldable filter. | 56031110 | DK
108187-1 | Lid |  |  | 1 | 1578.60 | 211.30 | 181.20 | 10 | 1420.70 | 190.20 | 163.10 |  |  |  |  | 200 | 200 | 200 | 300 |  | 84159000 | DK
108187-2 | Lid |  |  | 1 | 1578.60 | 211.30 | 181.20 | 10 | 1420.70 | 190.20 | 163.10 |  |  |  |  | 200 | 200 | 200 | 300 |  | 84159000 | DK
108188-1 | Side plate |  |  | 1 | 1476.10 | 197.60 | 169.50 | 10 | 1328.50 | 177.80 | 152.50 |  |  |  |  | 654 | 445 | 200 | 8000 |  | 84159000 | DK
108188-2 | Side plate |  |  | 1 | 1476.10 | 197.60 | 169.50 | 10 | 1328.50 | 177.80 | 152.50 |  |  |  |  | 654 | 445 | 200 | 8000 |  | 84159000 | DK
108189-1 | Hatch for OT reset |  |  | 1 | 864.10 | 115.70 | 99.20 | 10 | 777.70 | 104.10 | 89.20 |  |  |  |  | 190 | 100 | 70 | 500 |  | 84159000 | DK
108189-2 | Hatch for OT reset |  |  | 1 | 864.10 | 115.70 | 99.20 | 10 | 777.70 | 104.10 | 89.20 |  |  |  |  | 190 | 100 | 70 | 500 |  | 84159000 | DK
108190 | Filter (PPI) |  |  | 1 | 474.90 | 63.60 | 54.50 | 10 | 427.40 | 57.20 | 49.10 |  |  |  |  | 320 | 230 | 130 | 300 |  | 84159000 | DK
108191 | Radial fan, R3G310-RR05-H7 |  |  | 1 | 4231.60 | 566.50 | 485.80 | 10 | 3808.50 | 509.80 | 437.30 |  |  |  |  | 330 | 330 | 220 | 2000 |  | 84159000 | DK
108192 | Radial fan, R3G310-RB01-03 |  |  | 1 | 3347.20 | 448.10 | 384.20 | 10 | 3012.50 | 403.20 | 345.90 |  |  |  |  | 330 | 330 | 220 | 2000 |  | 84159000 | DK
108193 | Pump, cpl. |  |  | 1 | 3086.00 | 413.10 | 354.30 | 10 | 2777.40 | 371.80 | 318.90 |  |  |  |  | 320 | 230 | 130 | 1800 |  | 84159000 | DK
108194 | Heating element (3 pcs.) |  |  | 1 | 1061.00 | 142.00 | 121.80 | 10 | 954.90 | 127.80 | 109.60 |  |  |  |  | 380 | 185 | 165 | 1800 |  | 84159000 | DK
108195 | Button, "RESET" |  |  | 1 | 739.30 | 99.00 | 84.90 | 10 | 665.40 | 89.10 | 76.40 |  |  |  |  | 190 | 100 | 70 | 300 |  | 84159000 | DK
108196 | Controller CC0 |  |  | 1 | 2656.80 | 355.70 | 305.00 | 10 | 2391.10 | 320.10 | 274.50 |  |  |  |  | 270 | 270 | 140 | 500 |  | 84159000 | DK
108197 | Switch |  |  | 1 | 550.20 | 73.70 | 63.20 | 10 | 495.20 | 66.30 | 56.90 |  |  |  |  | 100 | 100 | 100 | 200 |  | 84159000 | DK
108198 | Temp. sensor (2 pcs.) |  |  | 1 | 1112.40 | 148.90 | 127.70 | 10 | 1001.20 | 134.00 | 115.00 |  |  |  |  | 190 | 100 | 70 | 250 |  | 84159000 | DK
108199 | Cable gland (set with 6 pcs.) |  |  | 1 | 627.60 | 84.00 | 72.10 | 10 | 564.90 | 75.60 | 64.90 |  |  |  |  | 190 | 100 | 70 | 100 |  | 84159000 | DK
108200 | Thermostat |  |  | 1 | 617.00 | 82.60 | 70.80 | 10 | 555.30 | 74.30 | 63.80 |  |  |  |  | 190 | 100 | 70 | 400 |  | 84159000 | DK
108201 | Power supply 12 V DC |  |  | 1 | 584.10 | 78.20 | 67.10 | 10 | 525.70 | 70.40 | 60.40 |  |  |  |  | 190 | 100 | 70 | 100 |  | 84159000 | DK
108202 | Phase failure relay |  |  | 1 | 741.50 | 99.30 | 85.10 | 10 | 667.30 | 89.30 | 76.60 |  |  |  |  | 190 | 100 | 70 | 200 |  | 84159000 | DK
108203 | Circuit breaker 13A |  |  | 1 | 1062.10 | 142.20 | 121.90 | 10 | 955.90 | 128.00 | 109.80 |  |  |  |  | 190 | 100 | 70 | 50 |  | 84159000 | DK
108204 | Terminal block |  |  | 1 | 537.00 | 71.90 | 61.70 | 10 | 483.30 | 64.70 | 55.50 |  |  |  |  | 230 | 120 | 120 | 200 |  | 84159000 | DK
108205 | Relay, switch contact 12 V DC |  |  | 1 | 237.90 | 31.90 | 27.30 | 10 | 214.10 | 28.70 | 24.60 |  |  |  |  | 190 | 100 | 70 | 200 |  | 84159000 | DK
108206 | Terminal block (set) |  |  | 1 | 610.50 | 81.70 | 70.10 | 10 | 549.40 | 73.60 | 63.10 |  |  |  |  | 190 | 100 | 70 | 400 |  | 84159000 | DK
108207 | Contactor |  |  | 1 | 669.50 | 89.60 | 76.90 | 10 | 602.60 | 80.70 | 69.20 |  |  |  |  | 190 | 100 | 70 | 300 |  | 84159000 | DK
108208 | Auxiliary contact |  |  | 1 | 609.20 | 81.60 | 69.90 | 10 | 548.30 | 73.40 | 63.00 |  |  |  |  | 190 | 100 | 70 | 200 |  | 84159000 | DK
108209 | Heating element |  |  | 1 | 950.90 | 127.30 | 109.20 | 10 | 855.80 | 114.60 | 98.30 |  |  |  |  | 190 | 100 | 70 | 700 |  | 84159000 | DK
108210 | Supply cable with plug |  |  | 1 | 1016.10 | 136.00 | 116.70 | 10 | 914.40 | 122.40 | 105.00 |  |  |  |  | 320 | 230 | 130 | 1200 |  | 84159000 | DK
108211-1 | Bracket for sensor |  |  | 1 | 860.70 | 115.20 | 98.80 | 10 | 774.60 | 103.70 | 88.90 |  |  |  |  | 230 | 230 | 105 | 700 |  | 84159000 | DK
108211-2 | Bracket for sensor |  |  | 1 | 860.70 | 115.20 | 98.80 | 10 | 774.60 | 103.70 | 88.90 |  |  |  |  | 230 | 230 | 105 | 700 |  | 84159000 | DK
108212 | Compressor |  |  | 1 | 4761.50 | 637.40 | 546.70 | 10 | 4285.40 | 573.70 | 492.00 |  |  |  |  | 500 | 300 | 300 | 37500 |  | 84159000 | DK
108213 | Condenser coil |  |  | 1 | 3111.20 | 416.50 | 357.20 | 10 | 2800.10 | 374.80 | 321.50 |  |  |  |  | 750 | 550 | 300 | 30000 |  | 84159000 | DK
108214 | Evaporator coil |  |  | 1 | 4934.80 | 660.60 | 566.60 | 10 | 4441.30 | 594.60 | 509.90 |  |  |  |  | 750 | 550 | 300 | 30000 |  | 84159000 | DK
108215 | Thermo valve |  |  | 1 | 1106.50 | 148.10 | 127.00 | 10 | 995.90 | 133.30 | 114.30 |  |  |  |  | 230 | 230 | 105 | 300 |  | 84159000 | DK
108216 | Service valve |  |  | 1 | 569.80 | 76.30 | 65.40 | 10 | 512.80 | 68.70 | 58.90 |  |  |  |  | 100 | 100 | 100 | 100 |  | 84159000 | DK
108217 | Dry filter |  |  | 1 | 775.00 | 103.70 | 89.00 | 10 | 697.50 | 93.40 | 80.10 |  |  |  |  | 190 | 100 | 70 | 200 |  | 84159000 | DK
108218 | Reciever |  |  | 1 | 999.20 | 133.80 | 114.70 | 10 | 899.30 | 120.40 | 103.20 |  |  |  |  | 270 | 270 | 140 | 1300 |  | 84159000 | DK
108219 | Heating element, belt |  |  | 1 | 1919.70 | 257.00 | 220.40 | 10 | 1727.70 | 231.30 | 198.40 |  |  |  |  | 230 | 230 | 105 | 300 |  | 84159000 | DK
108220 | Valve, pressure regulator (KVR) |  |  | 1 | 2374.00 | 317.80 | 272.60 | 10 | 2136.60 | 286.00 | 245.30 |  |  |  |  | 190 | 100 | 70 | 300 |  | 84159000 | DK
108221 | Valve (NRV) |  |  | 1 | 650.80 | 87.10 | 74.70 | 10 | 585.70 | 78.40 | 67.20 |  |  |  |  | 190 | 100 | 70 | 300 |  | 84159000 | DK
108222 | Valve (NDR) |  |  | 1 | 778.40 | 104.20 | 89.40 | 10 | 700.60 | 93.80 | 80.50 |  |  |  |  | 190 | 100 | 70 | 200 |  | 84159000 | DK
108273-1 | Topplate for AC 24 |  |  | 1 | 1383.20 | 185.00 | 158.90 | 10 | 1244.80 | 166.50 | 142.90 |  |  |  |  | 900 | 900 | 50 | 1000 |  | 84159000 | DK
108312 | Radial fan, Ø204, RH20V-4IP.Z8.AR |  |  | 1 | 1435.40 | 192.20 | 164.80 | 10 | 1291.90 | 173.00 | 148.30 |  |  |  |  | 205 | 205 | 150 | 2500 | Compatible with both P1 and E1 types, when used in HCC 360 | 84145935 | TH
108403 | Pressostat, for low-pressure tubes | 032297,298976 |  | 1 | 260.00 | 34.80 | 30.10 | 10 | 234.00 | 31.30 | 27.10 |  |  |  |  | 0 | 0 | 0 | 53 |  | 90322000 | CN
108404 | Pressostat, high pressure, 16.7-24 bar | 606711 |  | 1 | 174.40 | 23.30 | 20.00 | 10 | 156.90 | 21.00 | 18.00 |  |  |  |  | 60 | 50 | 50 | 1500 |  | 90322000
108507 | CDP 40 50 70 baffle for condensate |  |  | 1 | 829.50 | 111.10 | 95.20 | 10 | 746.60 | 100.00 | 85.70 |  |  |  |  | 222 | 162 | 92 | 1200 |  | 84159000 | DK
108525-1 | Front for HCCx00 - complete |  |  | 1 | 2510.00 | 337.80 | 289.80 | 10 | 2259.00 | 304.00 | 260.80 |  |  |  |  | 1200 | 600 | 300 | 3000 |  |  | DK
108525-3 | Front for HCCx00 - complete |  |  | 1 | 2510.00 | 337.80 | 289.80 | 10 | 2259.00 | 304.00 | 260.80 |  |  |  |  | 1200 | 600 | 300 | 3000 |  |  | DK
108527 | Kabel gasket 8 cables |  |  | 1 | 42.30 | 5.70 | 4.90 | 10 | 38.10 | 5.10 | 4.40 |  |  |  |  | 0 | 0 | 0 | 26 |  | 40081100
108533 | Sheet filter, PPI 15, 2000 x 1000 x 15mm, black | 431250 |  | 1 | 425.10 | 56.90 | 48.80 | 10 | 382.60 | 51.20 | 43.90 |  |  |  |  | 2000 | 1000 | 15 | 800 |  | 84219990
108712-1 | Hose for ventilation, ø225 x 4000mm, green, hose spigots (black inside) |  |  | 1 | 3612.20 | 483.60 | 414.80 | 10 | 3250.90 | 435.20 | 373.30 |  |  |  |  | 4000 | 230 | 230 | 7300 |  | 84159000 | DK
108809 | Rotary compressor, Tecumseh RG5512W-FZ4A, 230 V R407C | 293737,602449,602446 |  | 1 | 3265.30 | 437.10 | 374.90 | 10 | 2938.80 | 393.40 | 337.40 |  |  |  |  | 275 | 250 | 340 | 10540 | For a complete compressor these parts are needed. 1x Capacitor 20µF 109548, 1x Motor guard 109529,3x Vibration damper 602450, 1x Cover 602455, 1x Gasket 602456, 1x Nut M6 602457. | 84143020
108969 | Filter cover complete |  |  | 1 | 257.60 | 34.30 | 29.50 | 10 | 231.80 | 30.90 | 26.60 |  |  |  |  | 222 | 162 | 92 | 50 |  | 84159000 | DK
109164 | Axial fan, motor 10 W, 230 V | 532490,032857 |  | 1 | 606.90 | 81.20 | 69.70 | 10 | 546.20 | 73.10 | 62.70 |  |  |  |  | 80 | 95 | 90 | 1100 | New cable routing for this replacement motor. | 84145925 | BG
109165 | Axial fan, motor 25 W, 230 V | 037099,532572 |  | 1 | 513.60 | 68.60 | 59.10 | 10 | 462.20 | 61.70 | 53.20 |  |  |  |  | 95 | 80 | 110 | 1892 | New cable routing for this replacement motor. | 84145925 | BG
109166 | Axial fan, motor 34 W, 230 V | 532571,037123,037124 |  | 1 | 602.80 | 80.60 | 69.10 | 10 | 542.50 | 72.50 | 62.20 |  |  |  |  | 85 | 85 | 120 | 2070 |  | 84145925 | BG
109316 | Oil burner, RDB2R (VA-M40) | 501726 | 4530-22-637-3491 | 1 | 5940.00 | 795.20 | 682.00 | 10 | 5346.00 | 715.70 | 613.80 |  |  |  |  | 400 | 400 | 400 | 8000 |  | 73229000
109429 | Main noise filter, noise reduction coil, 6,0mH, 2,5 A with plug |  | 5950-22-636-2022 | 1 | 763.80 | 102.20 | 87.60 | 10 | 687.40 | 92.10 | 78.90 |  |  |  |  | 0 | 0 | 0 | 167 |  | 85489090 | CN
109499-1 | Top Cover |  |  | 1 | 2068.30 | 276.90 | 237.50 | 10 | 1861.50 | 249.20 | 213.70 |  |  |  |  | 1250 | 844 | 219 | 6000 |  | 73229000 | DK
109501 | Support for oil burner |  | 5340-22-636-1807 | 1 | 620.00 | 83.10 | 71.00 | 10 | 558.00 | 74.80 | 63.90 |  |  |  |  | 130 | 220 | 50 | 50 |  | 73229000 | DK
109526-1 | Cover for air inlet |  |  | 1 | 911.20 | 121.90 | 104.40 | 10 | 820.10 | 109.70 | 94.00 |  |  |  |  | 0 | 0 | 0 | 2500 |  | 73229000 | DK
109528 | Electrical box for fan |  | 5975-22-636-1849 | 1 | 16.80 | 2.30 | 2.00 | 10 | 15.10 | 2.10 | 1.80 |  |  |  |  | 190 | 100 | 70 | 70 |  | 73229000 | DK
109538 | Holder for oil supply |  | 5340-22-636-1869 | 1 | 754.80 | 101.10 | 86.50 | 10 | 679.20 | 91.00 | 78.10 |  |  |  |  | 0 | 0 | 0 | 200 |  | 73229000 | DK
109550 | Pump |  | 2910-22-636-2117 | 1 | 3712.80 | 497.00 | 426.30 | 10 | 3341.50 | 447.30 | 383.70 |  |  |  |  | 127 | 167 | 12 | 1082 |  | 73229000
109556 | Motor |  | 6105-22-636-2116 | 1 | 3757.00 | 502.90 | 431.40 | 10 | 3381.40 | 452.60 | 388.20 |  |  |  |  | 0 | 0 | 0 | 2500 |  | 73229000
109558 | Cable and plug for Burner |  | 6150-22-636-2089 | 1 | 720.40 | 96.40 | 82.70 | 10 | 648.40 | 86.80 | 74.50 |  |  |  |  | 110 | 90 | 60 | 185 |  | 73229000 | DK
109920 | Bypass actuator |  |  | 1 | 83.30 | 11.20 | 9.60 | 10 | 75.00 | 10.10 | 8.60 |  |  |  |  | 50 | 35 | 17 | 20 |  | 85011010 | IT
109925 | Plastic filter cover |  |  | 1 | 79.00 | 10.60 | 9.10 | 10 | 71.10 | 9.50 | 8.20 |  |  |  |  | 215 | 47 | 26 | 42 |  | 39269097 | DK
109960 | Plastic control board housing |  |  | 1 | 115.20 | 15.40 | 13.20 | 10 | 103.70 | 13.90 | 11.90 |  |  |  |  | 216 | 204 | 34 | 136 |  | 39269097 | DK
109964 | Control panel, RCV320 |  |  | 1 | 707.40 | 94.70 | 81.20 | 10 | 636.70 | 85.20 | 73.10 |  |  |  |  | 180 | 30 | 2 | 10 |  | 85340090 | CN
110087 | Radial fan, R3G160RB3115 |  |  | 1 | 1486.50 | 199.00 | 170.70 | 10 | 1337.90 | 179.10 | 153.60 |  |  |  |  | 160 | 160 | 70 | 925 |  | 84145935 | DE
110095 | Cable duct 5 cables |  |  | 1 | 39.80 | 5.30 | 4.70 | 10 | 35.80 | 4.80 | 4.20 |  |  |  |  | 70 | 30 | 30 | 21 |  | 40081100 | DK
110096 | Cable duct 2 cables |  |  | 1 | 20.00 | 2.70 | 2.30 | 10 | 18.00 | 2.40 | 2.10 |  |  |  |  | 30 | 20 | 20 | 6 |  | 40081100 | DK
110200 | Cable gasket VOC/RH sensor |  |  | 1 | 15.80 | 2.20 | 1.80 | 10 | 14.20 | 2.00 | 1.60 |  |  |  |  | 35 | 20 | 20 | 9 |  | 40082900 | DK
110268 | Contactor, switch, close function, 230 V, 16 A, 3RT2018-1AP01 | 510380 |  | 1 | 396.20 | 53.00 | 45.50 | 10 | 356.60 | 47.70 | 41.00 |  |  |  |  | 80 | 80 | 60 | 250 |  | 85365080
110435 | Suction hose CBRN |  | 4720-22-637-2425 | 1 | 7703.90 | 1031.30 | 884.50 | 10 | 6933.50 | 928.20 | 796.00 |  |  |  |  | 600 | 570 | 320 | 650 |  | 84159000 | DK
110436 | Pressure hose CBRN |  | 4720-22-637-2432 | 1 | 5498.20 | 736.00 | 631.30 | 10 | 4948.40 | 662.40 | 568.10 |  |  |  |  | 600 | 570 | 320 | 650 |  | 84159000 | DK
110567 | Sensor, Temperatur, kit |  |  | 1 | 282.10 | 37.80 | 32.40 | 10 | 253.90 | 34.00 | 29.20 |  |  |  |  | 100 | 100 | 20 | 46 |  | 84159000 | CN
111174 | RCV 320 - Filter kit, 1 x ISO C75% (G4) 1 x ePM1 60% (F7) |  |  | 1 | 333.30 | 44.60 | 38.30 | 10 | 266.60 | 35.70 | 30.60 | 80 | 216.60 | 29.00 | 24.90 | 480 | 205 | 60 | 308 |  | 84158200 | PL
111175 | RCV 320 - Filter Kit, 2x ISO C75% (G4) |  |  | 1 | 243.70 | 32.60 | 28.00 | 10 | 195.00 | 26.10 | 22.40 | 80 | 158.40 | 21.20 | 18.20 | 480 | 205 | 60 | 264 |  | 84158200 | PL
111247 | Heat gasket, for service hatch | 560200 | 5330-22-637-0766 | 1 | 19.30 | 2.60 | 2.20 | 10 | 17.40 | 2.30 | 2.00 |  |  |  |  | 180 | 180 | 50 | 200 |  | 70199000
111403-1 | Front complete RCV320 |  |  | 1 | 1491.00 | 199.60 | 171.20 | 10 | 1341.90 | 179.60 | 154.10 |  |  |  |  | 730 | 610 | 150 | 2000 |  | 84159000 | DK
111940 | Soft starter SMC 3 | 066280 |  | 1 | 3135.00 | 419.70 | 359.90 | 10 | 2821.50 | 377.70 | 323.90 |  |  |  |  | 220 | 220 | 120 | 1040 |  | 84159000
111948-1 | Chimney 2-parts complete | 051589,563970 |  | 1 | 4022.20 | 538.50 | 461.80 | 10 | 3620.00 | 484.60 | 415.60 |  |  |  |  | 820 | 490 | 150 | 6070 |  | 84159000 | DK
111948-2 | Chimney 2-parts complete | 051589,563970 |  | 1 | 4022.20 | 538.50 | 461.80 | 10 | 3620.00 | 484.60 | 415.60 |  |  |  |  | 820 | 490 | 150 | 6070 |  | 84159000 | DK
111948-3 | Chimney 2-parts complete | 051589,563970 |  | 1 | 4022.20 | 538.50 | 461.80 | 10 | 3620.00 | 484.60 | 415.60 |  |  |  |  | 820 | 490 | 150 | 6070 |  | 84159000 | DK
111948-4 | Chimney 2-parts complete | 051589,563970 |  | 1 | 4022.20 | 538.50 | 461.80 | 10 | 3620.00 | 484.60 | 415.60 |  |  |  |  | 820 | 490 | 150 | 6070 |  | 84159000 | DK
112005-1 | Chimney VA-M40 | 098847,098848,207760 |  | 1 | 4503.00 | 602.80 | 517.00 | 10 | 4052.70 | 542.50 | 465.30 |  |  |  |  | 1470 | 355 | 185 | 10000 |  | 73229000 | DK
112005-2 | Chimney VA-M40 | 098847,098848,207760 |  | 1 | 4503.00 | 602.80 | 517.00 | 10 | 4052.70 | 542.50 | 465.30 |  |  |  |  | 1470 | 355 | 185 | 10000 |  | 73229000 | DK
112005-3 | Chimney VA-M40 | 098847,098848,207760 |  | 1 | 4503.00 | 602.80 | 517.00 | 10 | 4052.70 | 542.50 | 465.30 |  |  |  |  | 1470 | 355 | 185 | 10000 |  | 73229000 | DK
112005-4 | Chimney VA-M40 | 098847,098848,207760 |  | 1 | 4503.00 | 602.80 | 517.00 | 10 | 4052.70 | 542.50 | 465.30 |  |  |  |  | 1470 | 355 | 185 | 10000 |  | 73229000 | DK
112395 | Capacitor, run, 450V, 2µF, 5%, S2, M8x12 | 481174 |  | 1 | 23.20 | 3.10 | 2.70 | 10 | 20.90 | 2.80 | 2.40 |  |  |  |  | 120 | 120 | 120 | 300 |  | 85322200
112519 | Rotating compressor, RG5480W-FZ, w/accessories | 602448 |  | 1 | 4370.00 | 585.00 | 502.00 | 10 | 3933.00 | 526.50 | 451.80 |  |  |  |  | 230 | 180 | 290 | 11680 |  | 84143020
112613-1 | Fan replacement kit | 098102,070860,062028,062036 |  | 1 | 1844.50 | 248.30 | 213.00 | 10 | 1660.10 | 223.40 | 191.70 |  |  |  |  | 0 | 0 | 0 | 900 |  | 84159000 | DK
163068 | Foot, adjustable, 6 pcs. |  |  | 1 | 356.20 | 47.80 | 40.90 | 10 | 320.60 | 43.00 | 36.80 |  |  |  |  | 150 | 105 | 700 | 300 |  | 84158200
163114 | Bag filter F5, Vent C2 |  |  | 1 | 480.20 | 64.30 | 55.10 | 10 | 432.10 | 57.90 | 49.60 |  |  |  |  | 620 | 500 | 100 | 1010 |  | 84213925
163115 | Bag filter F5, set, Vent C4 |  |  | 1 | 773.50 | 103.50 | 88.80 | 10 | 696.20 | 93.20 | 79.90 |  |  |  |  | 610 | 500 | 120 | 1710 |  | 84213925
163116 | Bag filter F5, set, Vent R2 & R4 |  |  | 1 | 597.80 | 80.00 | 68.60 | 10 | 538.00 | 72.00 | 61.70 |  |  |  |  | 600 | 500 | 130 | 1526 |  | 84213925
163117 | Bag filter F5, set, Vent C6 & R6 |  |  | 1 | 1260.00 | 168.70 | 144.70 | 10 | 1134.00 | 151.80 | 130.20 |  |  |  |  | 640 | 500 | 180 | 2710 |  | 84213925
163118 | Bag filter F7, Vent C2 |  |  | 1 | 805.00 | 107.80 | 92.40 | 10 | 724.50 | 97.00 | 83.20 |  |  |  |  | 600 | 500 | 110 | 1515 |  | 84213925
163119 | Bag filter F7, set, Vent C4 |  |  | 1 | 1323.00 | 177.10 | 151.90 | 10 | 1190.70 | 159.40 | 136.70 |  |  |  |  | 620 | 500 | 130 | 2356 |  | 84213925
163120 | Bag filter F7, set, Vent R2 & R4 |  |  | 1 | 759.00 | 101.50 | 87.20 | 10 | 683.10 | 91.40 | 78.50 |  |  |  |  | 540 | 500 | 100 | 1714 |  | 84213925
163121 | Bag filter F7, set, Vent C6 & R6 |  |  | 1 | 2135.00 | 285.80 | 245.10 | 10 | 1921.50 | 257.20 | 220.60 |  |  |  |  | 630 | 500 | 200 | 3858 |  | 84213925
163271 | Water heating coil, ø200mm |  |  | 1 | 2782.30 | 372.50 | 319.40 | 10 | 2504.10 | 335.30 | 287.50 |  |  |  |  | 385 | 290 | 275 | 4660 |  | 84159000
165255-1 | Air outlet box |  |  | 1 | 1109.70 | 148.50 | 127.20 | 10 | 998.50 | 133.60 | 114.60 |  |  |  |  | 150 | 100 | 50 | 3000 |  | 84159000
165255-2 | Air outlet box |  |  | 1 | 1109.70 | 148.50 | 127.20 | 10 | 998.50 | 133.60 | 114.60 |  |  |  |  | 150 | 100 | 50 | 3000 |  | 84159000
165255-3 | Air outlet box |  |  | 1 | 1109.70 | 148.50 | 127.20 | 10 | 998.50 | 133.60 | 114.60 |  |  |  |  | 150 | 100 | 50 | 3000 |  | 84159000
165255-4 | Air outlet box |  |  | 1 | 1109.70 | 148.50 | 127.20 | 10 | 998.50 | 133.60 | 114.60 |  |  |  |  | 150 | 100 | 50 | 3000 |  | 84159000
165255-5 | Air outlet box |  |  | 1 | 1109.70 | 148.50 | 127.20 | 10 | 998.50 | 133.60 | 114.60 |  |  |  |  | 150 | 100 | 50 | 3000 |  | 84159000
165255-6 | Air outlet box |  |  | 1 | 1109.70 | 148.50 | 127.20 | 10 | 998.50 | 133.60 | 114.60 |  |  |  |  | 150 | 100 | 50 | 3000 |  | 84159000
165262-1 | Filter cassette, cpl. for evaporator |  |  | 1 | 780.30 | 104.40 | 89.50 | 10 | 702.50 | 93.80 | 80.60 |  |  |  |  | 500 | 500 | 500 | 1000 |  | 84158100
165262-2 | Filter cassette, cpl. for evaporator |  |  | 1 | 780.30 | 104.40 | 89.50 | 10 | 702.50 | 93.80 | 80.60 |  |  |  |  | 500 | 500 | 500 | 1000 |  | 84158100
165262-3 | Filter cassette, cpl. for evaporator |  |  | 1 | 780.30 | 104.40 | 89.50 | 10 | 702.50 | 93.80 | 80.60 |  |  |  |  | 500 | 500 | 500 | 1000 |  | 84158100
165262-4 | Filter cassette, cpl. for evaporator |  |  | 1 | 780.30 | 104.40 | 89.50 | 10 | 702.50 | 93.80 | 80.60 |  |  |  |  | 500 | 500 | 500 | 1000 |  | 84158100
165262-5 | Filter cassette, cpl. for evaporator |  |  | 1 | 780.30 | 104.40 | 89.50 | 10 | 702.50 | 93.80 | 80.60 |  |  |  |  | 500 | 500 | 500 | 1000 |  | 84158100
165262-6 | Filter cassette, cpl. for evaporator |  |  | 1 | 780.30 | 104.40 | 89.50 | 10 | 702.50 | 93.80 | 80.60 |  |  |  |  | 500 | 500 | 500 | 1000 |  | 84158100
165303 | Carrying handle 2 pcs |  | 5340-22-625-4127 | 1 | 871.60 | 116.60 | 99.90 | 10 | 784.40 | 104.90 | 89.90 |  |  |  |  | 220 | 320 | 40 | 400 |  | 84159000
171753 | Duct kit CDP 45 T with filter and alu-grille |  |  | 1 | 5595.50 | 749.10 | 642.40 | 10 | 5035.90 | 674.20 | 578.20 |  |  |  |  | 795 | 240 | 265 | 7750 |  | 84158300
171754 | Duct kit CDP 35 T with filter and alu-grille |  |  | 1 | 4981.40 | 667.10 | 572.20 | 10 | 4483.30 | 600.40 | 515.00 |  |  |  |  | 500 | 240 | 270 | 8260 |  | 84158300
172627 | Duct adapter CDP 45 T |  |  | 1 | 9954.60 | 1332.60 | 1143.20 | 10 | 8959.10 | 1199.30 | 1028.90 |  |  |  |  | 1260 | 750 | 70 | 12200 |  | 84158300 | DK
175283 | Drip tray |  |  | 1 | 1010.10 | 135.50 | 116.20 | 10 | 909.10 | 122.00 | 104.60 |  |  |  |  | 600 | 185 | 40 | 500 |  | 84159000 | DK
175298 | Drip tray for CDP 125 |  |  | 1 | 964.00 | 129.30 | 111.00 | 10 | 867.60 | 116.40 | 99.90 |  |  |  |  | 775 | 185 | 41 | 500 |  | 84159000 | DK
175314 | Drip tray |  |  | 1 | 1213.50 | 162.60 | 139.60 | 10 | 1092.20 | 146.30 | 125.60 |  |  |  |  | 885 | 257 | 55 | 2890 |  | 84159000 | DK
175401 | Defrosting kit for CDP 75/125/165 |  |  | 1 | 205.10 | 27.50 | 23.50 | 10 | 184.60 | 24.80 | 21.20 |  |  |  |  | 360 | 250 | 40 | 50 |  | 84158300 | DK
175533 | Water container | 565746 |  | 1 | 703.20 | 94.30 | 80.80 | 10 | 632.90 | 84.90 | 72.70 |  |  |  |  | 0 | 0 | 0 | 1410 |  | 84159000
191381-1 | Filter rail AC-M5 |  |  | 1 | 244.30 | 32.90 | 28.10 | 10 | 219.90 | 29.70 | 25.30 |  |  |  |  | 900 | 100 | 100 | 1500 |  | 73269098 | DK
191381-10 | Filter rail AC-M5 |  |  | 1 | 244.30 | 32.90 | 28.10 | 10 | 219.90 | 29.70 | 25.30 |  |  |  |  | 900 | 100 | 100 | 1500 |  | 73269098 | DK
191381-2 | Filter rail AC-M5 |  |  | 1 | 244.30 | 32.90 | 28.10 | 10 | 219.90 | 29.70 | 25.30 |  |  |  |  | 900 | 100 | 100 | 1500 |  | 73269098 | DK
191381-3 | Filter rail AC-M5 |  |  | 1 | 244.30 | 32.90 | 28.10 | 10 | 219.90 | 29.70 | 25.30 |  |  |  |  | 900 | 100 | 100 | 1500 |  | 73269098 | DK
191381-4 | Filter rail AC-M5 |  |  | 1 | 244.30 | 32.90 | 28.10 | 10 | 219.90 | 29.70 | 25.30 |  |  |  |  | 900 | 100 | 100 | 1500 |  | 73269098 | DK
191381-5 | Filter rail AC-M5 |  |  | 1 | 244.30 | 32.90 | 28.10 | 10 | 219.90 | 29.70 | 25.30 |  |  |  |  | 900 | 100 | 100 | 1500 |  | 73269098 | DK
191381-6 | Filter rail AC-M5 |  |  | 1 | 244.30 | 32.90 | 28.10 | 10 | 219.90 | 29.70 | 25.30 |  |  |  |  | 900 | 100 | 100 | 1500 |  | 73269098 | DK
191381-7 | Filter rail AC-M5 |  |  | 1 | 244.30 | 32.90 | 28.10 | 10 | 219.90 | 29.70 | 25.30 |  |  |  |  | 900 | 100 | 100 | 1500 |  | 73269098 | DK
191381-8 | Filter rail AC-M5 |  |  | 1 | 244.30 | 32.90 | 28.10 | 10 | 219.90 | 29.70 | 25.30 |  |  |  |  | 900 | 100 | 100 | 1500 |  | 73269098 | DK
191381-9 | Filter rail AC-M5 |  |  | 1 | 244.30 | 32.90 | 28.10 | 10 | 219.90 | 29.70 | 25.30 |  |  |  |  | 900 | 100 | 100 | 1500 |  | 73269098 | DK
191805 | Capillary tube | 066694 |  | 1 | 450.20 | 60.40 | 51.60 | 10 | 405.20 | 54.40 | 46.40 |  |  |  |  | 270 | 100 | 50 | 100 |  | 74111090
207750 | Lock for wheel axle VA-M 40 |  | 5315-22-611-2290 | 1 | 846.00 | 113.50 | 97.10 | 10 | 761.50 | 101.90 | 87.60 |  |  |  |  | 225 | 135 | 30 | 40 |  | 73229000 | DK
207761-1 | Mounting kit, flue duct securing straps, VAM 40 |  |  | 1 | 556.30 | 74.50 | 64.10 | 10 | 500.70 | 66.90 | 57.60 |  |  |  |  | 550 | 350 | 200 | 12000 |  | 84158200
207761-2 | Mounting kit, flue duct securing straps, VAM 40 |  |  | 1 | 556.30 | 74.50 | 64.10 | 10 | 500.70 | 66.90 | 57.60 |  |  |  |  | 550 | 350 | 200 | 12000 |  | 84158200
207761-3 | Mounting kit, flue duct securing straps, VAM 40 |  |  | 1 | 556.30 | 74.50 | 64.10 | 10 | 500.70 | 66.90 | 57.60 |  |  |  |  | 550 | 350 | 200 | 12000 |  | 84158200
207820 | Plate processing, handle for wheel lock, Sv. RAL 6014 |  | 5340-22-610-6081 | 1 | 505.40 | 67.70 | 58.10 | 10 | 454.90 | 60.90 | 52.20 |  |  |  |  | 0 | 0 | 0 | 175 |  | 84159000 | DK
208300 | Partition wall |  |  | 1 | 731.50 | 98.00 | 83.90 | 10 | 658.20 | 88.20 | 75.50 |  |  |  |  | 665 | 446 | 100 | 3200 |  | 84159000
209240 | Boiler, VA-M15 |  | 4520-22-126-7369 | 1 | 3814.10 | 510.50 | 438.00 | 10 | 3432.80 | 459.40 | 394.00 |  |  |  |  | 500 | 420 | 500 | 16000 |  | 84159000
209260-1 | Inner screen, VA-M15 |  |  | 1 | 729.60 | 97.80 | 83.70 | 10 | 656.60 | 87.90 | 75.30 |  |  |  |  | 250 | 250 | 110 | 5000 |  | 84159000 | DK
209260-2 | Inner screen, VA-M15 |  |  | 1 | 729.60 | 97.80 | 83.70 | 10 | 656.60 | 87.90 | 75.30 |  |  |  |  | 250 | 250 | 110 | 5000 |  | 84159000 | DK
209260-3 | Inner screen, VA-M15 |  |  | 1 | 729.60 | 97.80 | 83.70 | 10 | 656.60 | 87.90 | 75.30 |  |  |  |  | 250 | 250 | 110 | 5000 |  | 84159000 | DK
209260-4 | Inner screen, VA-M15 |  |  | 1 | 729.60 | 97.80 | 83.70 | 10 | 656.60 | 87.90 | 75.30 |  |  |  |  | 250 | 250 | 110 | 5000 |  | 84159000 | DK
209260-5 | Inner screen, VA-M15 |  |  | 1 | 729.60 | 97.80 | 83.70 | 10 | 656.60 | 87.90 | 75.30 |  |  |  |  | 250 | 250 | 110 | 5000 |  | 84159000 | DK
209260-6 | Inner screen, VA-M15 |  |  | 1 | 729.60 | 97.80 | 83.70 | 10 | 656.60 | 87.90 | 75.30 |  |  |  |  | 250 | 250 | 110 | 5000 |  | 84159000 | DK
209260-7 | Inner screen, VA-M15 |  |  | 1 | 729.60 | 97.80 | 83.70 | 10 | 656.60 | 87.90 | 75.30 |  |  |  |  | 250 | 250 | 110 | 5000 |  | 84159000 | DK
209752 | Filter cassette |  | 4520-22-124-9948 | 1 | 2268.00 | 303.80 | 260.30 | 10 | 2041.40 | 273.50 | 234.20 |  |  |  |  | 0 | 0 | 0 | 4700 |  | 84158200
209758 | Non-return valve w/stop sleeve |  | 4320-22-608-6104 | 1 | 496.10 | 66.40 | 57.00 | 10 | 446.50 | 59.80 | 51.30 |  |  |  |  | 0 | 0 | 0 | 58 |  | 73229000
209781 | Tubular holder, oil lance |  | 4710-22-126-7342 | 1 | 439.50 | 58.70 | 50.50 | 10 | 395.60 | 52.80 | 45.50 |  |  |  |  | 200 | 100 | 100 | 90 |  | 73229000
209990 | Boiler, VA-M40 |  | 4520-22-121-1841 | 1 | 5176.30 | 692.70 | 594.50 | 10 | 4658.80 | 623.70 | 535.00 |  |  |  |  | 600 | 600 | 520 | 37000 |  | 84159000
210001 | Lid for Jerrycan |  | 4930-22-608-6095 | 1 | 291.60 | 39.00 | 33.50 | 10 | 262.40 | 35.10 | 30.20 |  |  |  |  | 95 | 70 | 45 | 132 |  | 84159000
210171-1 | Gable cover plate for air intake, complete, VA-M15 |  |  | 1 | 1192.30 | 159.50 | 136.80 | 10 | 1073.00 | 143.50 | 123.20 |  |  |  |  | 0 | 0 | 0 | 7694 |  | 84159000 | DK
210171-2 | Gable cover plate for air intake, complete, VA-M15 |  |  | 1 | 1192.30 | 159.50 | 136.80 | 10 | 1073.00 | 143.50 | 123.20 |  |  |  |  | 0 | 0 | 0 | 7694 |  | 84159000 | DK
210171-3 | Gable cover plate for air intake, complete, VA-M15 |  |  | 1 | 1192.30 | 159.50 | 136.80 | 10 | 1073.00 | 143.50 | 123.20 |  |  |  |  | 0 | 0 | 0 | 7694 |  | 84159000 | DK
210171-4 | Gable cover plate for air intake, complete, VA-M15 |  |  | 1 | 1192.30 | 159.50 | 136.80 | 10 | 1073.00 | 143.50 | 123.20 |  |  |  |  | 0 | 0 | 0 | 7694 |  | 84159000 | DK
210171-5 | Gable cover plate for air intake, complete, VA-M15 |  |  | 1 | 1192.30 | 159.50 | 136.80 | 10 | 1073.00 | 143.50 | 123.20 |  |  |  |  | 0 | 0 | 0 | 7694 |  | 84159000 | DK
210171-6 | Gable cover plate for air intake, complete, VA-M15 |  |  | 1 | 1192.30 | 159.50 | 136.80 | 10 | 1073.00 | 143.50 | 123.20 |  |  |  |  | 0 | 0 | 0 | 7694 |  | 84159000 | DK
210171-7 | Gable cover plate for air intake, complete, VA-M15 |  |  | 1 | 1192.30 | 159.50 | 136.80 | 10 | 1073.00 | 143.50 | 123.20 |  |  |  |  | 0 | 0 | 0 | 7694 |  | 84159000 | DK
211910 | Deflector shield, top |  |  | 1 | 798.30 | 106.70 | 91.50 | 10 | 718.50 | 96.00 | 82.40 |  |  |  |  | 1200 | 500 | 300 | 5000 |  | 73229000
217655 | G4 filter |  |  | 1 | 258.70 | 34.60 | 29.70 | 10 | 232.80 | 31.20 | 26.70 |  |  |  |  | 795 | 46 | 460 | 568 |  | 84158200 | PL
220455 | Axial fan, 48 V DC fan | 095911 |  | 1 | 408.70 | 54.80 | 46.70 | 10 | 367.80 | 49.30 | 42.00 |  |  |  |  | 92 | 92 | 38 | 210 |  | 84145925
290364 | Thermal relay |  | 5930-22-616-3694 | 1 | 549.30 | 73.50 | 63.10 | 10 | 494.40 | 66.20 | 56.80 |  |  |  |  | 150 | 105 | 70 | 100 |  | 84159000 | DK
290365 | Contact |  | 5945-22-606-7716 | 1 | 766.00 | 102.50 | 87.90 | 10 | 689.50 | 92.20 | 79.10 |  |  |  |  | 195 | 110 | 95 | 280 |  | 84159000 | DK
293564 | Worm gear | 502706 |  | 1 | 3768.80 | 520.20 | 446.00 | 10 | 3391.90 | 468.20 | 401.40 |  |  |  |  | 250 | 175 | 100 | 1510 |  | 84158200
293600 | Cover panel, top |  |  | 1 | 2139.30 | 286.40 | 245.60 | 10 | 1925.40 | 257.80 | 221.00 |  |  |  |  | 1170 | 760 | 90 | 30000 |  | 84158300 | DK
293602 | Gable, left |  |  | 1 | 2196.70 | 294.30 | 252.20 | 10 | 1977.00 | 264.90 | 227.00 |  |  |  |  | 0 | 0 | 0 | 8000 |  | 84158300 | DK
293605 | Door, control box |  |  | 1 | 1034.60 | 138.50 | 118.80 | 10 | 931.10 | 124.70 | 106.90 |  |  |  |  | 405 | 320 | 140 | 650 |  | 84159000 | DK
293608 | Gable, left |  |  | 1 | 2557.00 | 342.30 | 293.60 | 10 | 2301.30 | 308.10 | 264.20 |  |  |  |  | 980 | 970 | 250 | 3000000000 |  | 84159000 | DK
293614 | Gable, left |  |  | 1 | 3008.00 | 402.50 | 345.30 | 10 | 2707.20 | 362.30 | 310.80 |  |  |  |  | 1010 | 971 | 290 | 40000 |  | 84159000 | DK
293618 | Drip tray |  |  | 1 | 1066.10 | 142.80 | 122.60 | 10 | 959.50 | 128.50 | 110.30 |  |  |  |  | 880 | 200 | 85 | 1864 |  | 84159000
293619-1 | Housing |  |  | 1 | 2875.60 | 385.00 | 330.20 | 10 | 2588.10 | 346.50 | 297.10 |  |  |  |  | 1290 | 370 | 1060 | 15000 |  | 84159000
293622-3 | Housing |  |  | 1 | 4882.10 | 653.60 | 560.50 | 10 | 4393.90 | 588.20 | 504.50 |  |  |  |  | 1820 | 330 | 935 | 15000 |  | 84159000
293623 | Drip tray |  |  | 1 | 1259.40 | 168.80 | 144.80 | 10 | 1133.50 | 151.90 | 130.30 |  |  |  |  | 1420 | 200 | 197 | 3500 |  | 84159000
293625-3 | Housing |  |  | Single item PCS: 1; Single item DKK: 3871.90; Single item EUR: 518.40; Single item GBP: 444.70 | 1280 | 330 | 935 | 22000 |  | 84159000
293626 | Drip tray |  |  | 1 | 914.60 | 122.60 | 105.00 | 10 | 823.10 | 110.30 | 94.50 |  |  |  |  | 620 | 240 | 90 | 1260 |  | 84158300
293636 | Housing |  |  | 1 | 4205.40 | 563.20 | 482.80 | 10 | 3784.90 | 506.90 | 434.50 |  |  |  |  | 1600 | 350000 | 1100 | 28000 |  | 84159000
293637 | Housing |  |  | 1 | 3894.20 | 521.30 | 447.30 | 10 | 3504.80 | 469.20 | 402.60 |  |  |  |  | 1500 | 300 | 1100 | 25000 |  | 84159000
293638-1 | Front cover panel |  |  | 1 | 3940.40 | 527.60 | 452.50 | 10 | 3546.40 | 474.80 | 407.30 |  |  |  |  | 980 | 340 | 1080 | 10000 |  | 84159000 | DK
293639-2 | Front |  |  | 1 | 5125.30 | 686.00 | 588.50 | 10 | 4612.80 | 617.40 | 529.60 |  |  |  |  | 1320 | 370 | 1070 | 24000 |  | 84159000
293640-1 | Front cover panel |  |  | 1 | 5632.60 | 754.10 | 646.60 | 10 | 5069.30 | 678.70 | 581.90 |  |  |  |  | 1860 | 370 | 1070 | 30000 |  | 84159000
293641-2 | Front |  |  | 1 | 2863.00 | 383.30 | 328.70 | 10 | 2576.70 | 344.90 | 295.80 |  |  |  |  | 910 | 700 | 180 | 1000 |  | 84159000
293642-2 | Front |  |  | 1 | 2416.80 | 323.70 | 277.60 | 10 | 2175.10 | 291.30 | 249.80 |  |  |  |  | 1700 | 300 | 840 | 25000 |  | 84159000
293643 | Front |  |  | 1 | 3134.10 | 419.40 | 360.00 | 10 | 2820.70 | 377.50 | 324.00 |  |  |  |  | 1300 | 340 | 940 | 32000 |  | 84159000
293644-3 | Front panel, complete |  |  | 1 | 1887.00 | 252.80 | 217.00 | 10 | 1698.30 | 227.50 | 195.30 |  |  |  |  | 660 | 555 | 115 | 3630 |  | 84159000 | DK
293645 | Drip tray |  |  | 1 | 770.70 | 103.40 | 88.70 | 10 | 693.60 | 93.10 | 79.80 |  |  |  |  | 435 | 250 | 300 | 830 |  | 84159000
293646 | Retainer for hygrostat |  |  | 1 | 520.70 | 69.70 | 59.80 | 10 | 468.60 | 62.70 | 53.80 |  |  |  |  | 320 | 220 | 30 | 20 |  | 84159000
293647-2 | Housing |  |  | 1 | 1209.70 | 162.00 | 139.00 | 10 | 1088.70 | 145.80 | 125.10 |  |  |  |  | 0 | 0 | 0 | 7000 |  | 84159000
293666-1 | Front |  |  | 1 | 3638.50 | 487.10 | 417.70 | 10 | 3274.70 | 438.40 | 376.00 |  |  |  |  | 1280 | 330 | 935 | 30000 |  | 84158300 | DK
293721 | Kit, handles for CDP | 175361 |  | 1 | 348.00 | 46.70 | 40.30 | 10 | 313.20 | 42.00 | 36.30 |  |  |  |  | 195 | 110 | 950 | 190 |  | 84159000 | DK
293736 | Fan | 172593 |  | 1 | 1084.70 | 145.20 | 124.50 | 10 | 976.30 | 130.70 | 112.10 |  |  |  |  | 275 | 270 | 155 | 1390 |  | 84159000 | DK
293742-1 | Heating element |  |  | 1 | 5527.80 | 740.00 | 634.60 | 10 | 4974.90 | 665.80 | 571.50 |  |  |  |  | 580 | 385 | 110 | 3380 |  | 73229000 | DK
293742-2 | Heating element |  |  | 1 | 5527.80 | 740.00 | 634.60 | 10 | 4974.90 | 665.80 | 571.50 |  |  |  |  | 580 | 385 | 110 | 3380 |  | 73229000 | DK
293742-3 | Heating element |  |  | 1 | 5527.80 | 740.00 | 634.60 | 10 | 4974.90 | 665.80 | 571.50 |  |  |  |  | 580 | 385 | 110 | 3380 |  | 73229000 | DK
293742-4 | Heating element |  |  | 1 | 5527.80 | 740.00 | 634.60 | 10 | 4974.90 | 665.80 | 571.50 |  |  |  |  | 580 | 385 | 110 | 3380 |  | 73229000 | DK
293742-5 | Heating element |  |  | 1 | 5527.80 | 740.00 | 634.60 | 10 | 4974.90 | 665.80 | 571.50 |  |  |  |  | 580 | 385 | 110 | 3380 |  | 73229000 | DK
293742-6 | Heating element |  |  | 1 | 5527.80 | 740.00 | 634.60 | 10 | 4974.90 | 665.80 | 571.50 |  |  |  |  | 580 | 385 | 110 | 3380 |  | 73229000 | DK
293748 | Wheel and axle, complete, 2 pcs. | 796385 | 2530-22-605-1330 | 1 | 1154.30 | 154.50 | 132.50 | 10 | 1038.90 | 139.10 | 119.30 |  |  |  |  | 379 | 284 | 347 | 2000 |  | 84159000 | DK
293750-1 | Cover for flue outlet, complete | 209430,060258 |  | 1 | 959.20 | 128.30 | 110.00 | 10 | 863.20 | 115.60 | 99.10 |  |  |  |  | 0 | 0 | 0 | 178 |  | 73229000 | DK
293750-2 | Cover for flue outlet, complete | 209430,060258 |  | 1 | 959.20 | 128.30 | 110.00 | 10 | 863.20 | 115.60 | 99.10 |  |  |  |  | 0 | 0 | 0 | 178 |  | 73229000 | DK
293750-3 | Cover for flue outlet, complete | 209430,060258 |  | 1 | 959.20 | 128.30 | 110.00 | 10 | 863.20 | 115.60 | 99.10 |  |  |  |  | 0 | 0 | 0 | 178 |  | 73229000 | DK
293750-4 | Cover for flue outlet, complete | 209430,060258 |  | 1 | 959.20 | 128.30 | 110.00 | 10 | 863.20 | 115.60 | 99.10 |  |  |  |  | 0 | 0 | 0 | 178 |  | 73229000 | DK
293750-5 | Cover for flue outlet, complete | 209430,060258 |  | 1 | 959.20 | 128.30 | 110.00 | 10 | 863.20 | 115.60 | 99.10 |  |  |  |  | 0 | 0 | 0 | 178 |  | 73229000 | DK
293750-6 | Cover for flue outlet, complete | 209430,060258 |  | 1 | 959.20 | 128.30 | 110.00 | 10 | 863.20 | 115.60 | 99.10 |  |  |  |  | 0 | 0 | 0 | 178 |  | 73229000 | DK
293752 | Insulation for bottom, VAM 15 | 076840 | 5640-22-636-1845 | 1 | 837.30 | 112.30 | 96.30 | 10 | 753.70 | 100.80 | 86.50 |  |  |  |  | 910 | 710 | 30 | 280 |  | 73229000 | DK
293753-4 | Sparepart, Kit Gavl f. indsugning kpl. |  |  | 1 | 1404.00 | 187.80 | 161.20 | 10 | 1263.60 | 169.00 | 145.10 |  |  |  |  | 490 | 480 | 100 | 1990 |  | 73229000 | DK
293765 | Wheel with axle, VAM 40 | 208810 | 2530-22-121-1021 | 1 | 1172.60 | 156.90 | 134.50 | 10 | 1055.50 | 141.20 | 121.30 |  |  |  |  | 400 | 300 | 370 | 4680 |  | 73229000 | DK
293766-1 | Oil lance for drum w/quick coupling |  |  | 1 | 1155.90 | 154.80 | 132.90 | 10 | 1040.30 | 139.30 | 119.40 |  |  |  |  | 920 | 160 | 80 | 480 |  | 84158200 | DK
293768-1 | Oil lance for jerrycan w/quick coupling |  |  | 1 | 829.40 | 111.10 | 95.30 | 10 | 746.50 | 99.90 | 85.70 |  |  |  |  | 460 | 60 | 65 | 360 |  | 73229000 | DK
293772-1 | Guard above generator compartment, complete, VAM 40 | 213070 |  | 1 | 1452.90 | 194.30 | 166.80 | 10 | 1307.40 | 174.90 | 150.30 |  |  |  |  | 640 | 680 | 330 | 5620 |  | 73229000 | DK
293772-2 | Guard above generator compartment, complete, VAM 40 | 213070 |  | 1 | 1452.90 | 194.30 | 166.80 | 10 | 1307.40 | 174.90 | 150.30 |  |  |  |  | 640 | 680 | 330 | 5620 |  | 73229000 | DK
293772-3 | Guard above generator compartment, complete, VAM 40 | 213070 |  | 1 | 1452.90 | 194.30 | 166.80 | 10 | 1307.40 | 174.90 | 150.30 |  |  |  |  | 640 | 680 | 330 | 5620 |  | 73229000 | DK
293772-4 | Guard above generator compartment, complete, VAM 40 | 213070 |  | 1 | 1452.90 | 194.30 | 166.80 | 10 | 1307.40 | 174.90 | 150.30 |  |  |  |  | 640 | 680 | 330 | 5620 |  | 73229000 | DK
293777-1 | Inner screen, complete | 210300 |  | 1 | 1894.60 | 253.90 | 217.40 | 10 | 1705.00 | 228.60 | 195.70 |  |  |  |  | 920 | 500 | 50 | 4350 |  | 73229000 | DK
293777-2 | Inner screen, complete | 210300 |  | 1 | 1894.60 | 253.90 | 217.40 | 10 | 1705.00 | 228.60 | 195.70 |  |  |  |  | 920 | 500 | 50 | 4350 |  | 73229000 | DK
293777-3 | Inner screen, complete | 210300 |  | 1 | 1894.60 | 253.90 | 217.40 | 10 | 1705.00 | 228.60 | 195.70 |  |  |  |  | 920 | 500 | 50 | 4350 |  | 73229000 | DK
293777-4 | Inner screen, complete | 210300 |  | 1 | 1894.60 | 253.90 | 217.40 | 10 | 1705.00 | 228.60 | 195.70 |  |  |  |  | 920 | 500 | 50 | 4350 |  | 73229000 | DK
293777-5 | Inner screen, complete | 210300 |  | 1 | 1894.60 | 253.90 | 217.40 | 10 | 1705.00 | 228.60 | 195.70 |  |  |  |  | 920 | 500 | 50 | 4350 |  | 73229000 | DK
293816 | Filter with filter grilles |  |  | 1 | 1817.90 | 243.40 | 208.70 | 10 | 1636.10 | 219.00 | 187.80 |  |  |  |  | 100 | 100 | 70 | 5000 |  | 84159000 | DK
293822 | Motor w/fan,C-R 2 cables etc. |  |  | 1 | 10895.10 | 1458.60 | 1250.90 | 10 | 9805.60 | 1312.70 | 1125.80 |  |  |  |  | 700 | 700 | 700 | 15000 |  | 84159000 | DK
293828 | Motor-fan complete |  |  | 1 | 14877.60 | 1991.80 | 1708.10 | 10 | 13389.80 | 1792.60 | 1537.30 |  |  |  |  | 0 | 0 | 0 | 26000 |  | 84159000 | DK
293830 | Oil supply assembly VAM 15/40 220 V | 207830 | 2910-22-611-1906 | 1 | 6480.60 | 867.40 | 744.10 | 10 | 5832.50 | 780.90 | 669.80 |  |  |  |  | 410 | 315 | 275 | 3560 |  | 73229000 | DK
293831-1 | Guard, complete, VAM 15 | 076910 | 4730-22-126-7324 | 1 | 1297.80 | 173.80 | 149.10 | 10 | 1168.10 | 156.40 | 134.30 |  |  |  |  | 1320 | 500 | 240 | 6180 |  | 73229000 | DK
293831-2 | Guard, complete, VAM 15 | 076910 | 4730-22-126-7324 | 1 | 1297.80 | 173.80 | 149.10 | 10 | 1168.10 | 156.40 | 134.30 |  |  |  |  | 1320 | 500 | 240 | 6180 |  | 73229000 | DK
293831-3 | Guard, complete, VAM 15 | 076910 | 4730-22-126-7324 | 1 | 1297.80 | 173.80 | 149.10 | 10 | 1168.10 | 156.40 | 134.30 |  |  |  |  | 1320 | 500 | 240 | 6180 |  | 73229000 | DK
293831-4 | Guard, complete, VAM 15 | 076910 | 4730-22-126-7324 | 1 | 1297.80 | 173.80 | 149.10 | 10 | 1168.10 | 156.40 | 134.30 |  |  |  |  | 1320 | 500 | 240 | 6180 |  | 73229000 | DK
295040-1 | Thermostat with cable and plug |  |  | 1 | 3489.20 | 467.00 | 400.40 | 10 | 3140.20 | 420.40 | 360.30 |  |  |  |  | 280 | 275 | 155 | 2200 |  | 73229000
295040-2 | Thermostat with cable and plug |  |  | 1 | 3489.20 | 467.00 | 400.40 | 10 | 3140.20 | 420.40 | 360.30 |  |  |  |  | 280 | 275 | 155 | 2200 |  | 73229000
295090 | Air spigot, male, ø225, RAL 6014 |  | 4520-25-135-4014 | 1 | 853.30 | 114.30 | 98.00 | 10 | 767.70 | 102.80 | 88.20 |  |  |  |  | 270 | 270 | 100 | 700 |  | 84159000 | DK
295150 | Air spigot, female, RAL 6014 |  |  | 1 | 1138.90 | 152.50 | 130.80 | 10 | 1024.90 | 137.60 | 117.60 |  |  |  |  | 500 | 200 | 200 | 2500 |  | 84159000 | DK
295260 | Oil lance for drum w. snap-coupling |  |  | 1 | 1017.30 | 136.20 | 116.80 | 10 | 915.60 | 122.60 | 105.10 |  |  |  |  | 1000 | 200 | 50 | 186 |  | 84159000
295311-1 | Thermostat w/cable and plug |  |  | 1 | 3463.40 | 463.60 | 397.60 | 10 | 3117.10 | 417.30 | 357.90 |  |  |  |  | 270 | 270 | 140 | 2500 |  | 84159000 | DK
296042 | External communation board, Fan | 530394 |  | 1 | 3653.70 | 489.30 | 419.40 | 10 | 3288.30 | 440.40 | 377.50 |  |  |  |  | 250 | 175 | 100 | 730 |  | 84159000
296139 | Filter for burner including O ring |  | 2940-22-619-5432 | 1 | 611.60 | 82.00 | 70.20 | 10 | 550.40 | 73.80 | 63.40 |  |  |  |  | 225 | 135 | 30 | 20 |  | 73229000 | DK
296140 | Manometer block, burner, complete |  | 6685-22-619-5400 | 1 | 2728.90 | 365.40 | 313.40 | 10 | 2455.90 | 328.80 | 281.90 |  |  |  |  | 190 | 100 | 70 | 1000 |  | 73229000 | DK
296144 | Swutch kit for CO-Monitor (7P) |  | 5935-22-623-8385 | 1 | 634.60 | 84.80 | 73.00 | 10 | 571.50 | 76.30 | 65.70 |  |  |  |  | 100 | 100 | 70 | 750 |  | 73229000 | DK
296145 | Plug for thermostat |  |  | 1 | 631.30 | 84.60 | 72.50 | 10 | 568.00 | 76.10 | 65.10 |  |  |  |  | 150 | 105 | 70 | 50 |  | 73229000 | DK
296146 | Diodeprint with flat cable | 018655 | 5998-22-619-5413 | 1 | 1162.70 | 155.60 | 133.50 | 10 | 1046.40 | 140.10 | 120.10 |  |  |  |  | 150 | 105 | 70 | 20 |  | 73229000 | DK
296148 | Manometer, burner | 796022, | 6685-22-619-5399 | 1 | 569.20 | 76.10 | 65.40 | 10 | 512.20 | 68.50 | 59.00 |  |  |  |  | 150 | 105 | 70 | 40 |  | 84159000 | DK
296150-1 | Top plate, complete | 078020 | 5340-22-619-5391 | 1 | 2327.00 | 311.70 | 267.10 | 10 | 2094.20 | 280.50 | 240.30 |  |  |  |  | 500 | 450 | 500 | 5000 |  | 73229000 | DK
296150-2 | Top plate, complete | 078020 | 5340-22-619-5391 | 1 | 2327.00 | 311.70 | 267.10 | 10 | 2094.20 | 280.50 | 240.30 |  |  |  |  | 500 | 450 | 500 | 5000 |  | 73229000 | DK
296152-1 | compl. Handle for VA-M15 4 pcs |  |  | 1 | 715.20 | 95.80 | 82.30 | 10 | 643.90 | 85.90 | 74.20 |  |  |  |  | 290 | 175 | 85 | 800 |  | 73229000 | DK
296152-2 | compl. Handle for VA-M15 4 pcs |  |  | 1 | 715.20 | 95.80 | 82.30 | 10 | 643.90 | 85.90 | 74.20 |  |  |  |  | 290 | 175 | 85 | 800 |  | 73229000 | DK
296152-3 | compl. Handle for VA-M15 4 pcs |  |  | 1 | 715.20 | 95.80 | 82.30 | 10 | 643.90 | 85.90 | 74.20 |  |  |  |  | 290 | 175 | 85 | 800 |  | 73229000 | DK
296152-4 | compl. Handle for VA-M15 4 pcs |  |  | 1 | 715.20 | 95.80 | 82.30 | 10 | 643.90 | 85.90 | 74.20 |  |  |  |  | 290 | 175 | 85 | 800 |  | 73229000 | DK
296152-5 | compl. Handle for VA-M15 4 pcs |  |  | 1 | 715.20 | 95.80 | 82.30 | 10 | 643.90 | 85.90 | 74.20 |  |  |  |  | 290 | 175 | 85 | 800 |  | 73229000 | DK
296153 | Flow control tigerloop, cpl. |  | 4820-22-613-0609 | 1 | 2140.60 | 286.60 | 245.80 | 10 | 1926.60 | 257.90 | 221.20 |  |  |  |  | 230 | 235 | 110 | 985 |  | 73229000 | DK
296154 | ETA relay complete. |  | 5945-22-616-7341 | 1 | 479.40 | 64.20 | 55.00 | 10 | 431.50 | 57.80 | 49.50 |  |  |  |  | 100 | 100 | 70 | 150 |  | 73229000 | DK
298415 | Divider plate, with inlet hole 310 |  |  | 1 | 599.50 | 80.30 | 68.80 | 10 | 539.60 | 72.30 | 61.90 |  |  |  |  | 469 | 453 | 20 | 1279 |  | 84159000 | SE
298935 | Components for drip tray |  | 4130-22-616-4134 | 1 | 561.90 | 75.30 | 64.60 | 10 | 505.80 | 67.70 | 58.10 |  |  |  |  | 150 | 105 | 70 | 120 |  | 84159000 | DK
298938 | Rubber sleeve kit |  | 5365-22-616-3978 | 1 | 677.00 | 90.70 | 77.80 | 10 | 609.00 | 81.70 | 69.90 |  |  |  |  | 130 | 220 | 50 | 33 |  | 84159000 | DK
298939-1 | Vibration damper, 4 pcs | 038799 |  | 1 | 554.30 | 74.50 | 63.80 | 10 | 498.70 | 66.90 | 57.30 |  |  |  |  | 350 | 240 | 50 | 140 |  | 84159000 | DK
298940 | Control 10kW heat, no softstart |  | 4130-22-616-4126 | 1 | 15702.90 | 2102.00 | 1802.70 | 10 | 14132.70 | 1892.10 | 1622.50 |  |  |  |  | 0 | 0 | 0 | 10500 |  | 84159000 | DK
298941 | Power supply cable, AC-M18 |  | 5995-22-616-3564 | 1 | 2166.60 | 290.10 | 248.80 | 10 | 1950.20 | 260.80 | 223.80 |  |  |  |  | 405 | 320 | 240 | 5310 |  | 84159000 | DK
298943-2 | Cable gland |  |  | 1 | 350.50 | 47.20 | 40.10 | 10 | 315.30 | 42.40 | 36.00 |  |  |  |  | 225 | 135 | 30 | 60 |  | 84159000 | DK
298944 | Transformer 230V/24V 3A |  | 6120-22-616-3683 | 1 | 1345.90 | 180.20 | 154.80 | 10 | 1211.40 | 162.30 | 139.30 |  |  |  |  | 230 | 235 | 120 | 3140 |  | 84159000 | DK
298945 | Rubber handles at operator panel |  | 5340-22-616-4002 | 1 | 636.60 | 85.40 | 73.00 | 10 | 572.80 | 77.00 | 65.70 |  |  |  |  | 135 | 225 | 60 | 40 |  | 84159000 | DK
298946 | Evaporator + line drier |  | 4130-22-616-4132 | 1 | 5448.70 | 729.60 | 625.40 | 10 | 4903.90 | 656.60 | 563.10 |  |  |  |  | 740 | 620 | 165 | 14300 |  | 84159000 | DK
298947 | Thermostatic valve + line drier |  | 4820-22-616-3535 | 1 | 1994.00 | 266.90 | 228.90 | 10 | 1794.60 | 240.20 | 206.00 |  |  |  |  | 210 | 155 | 110 | 1160 |  | 84159000 | DK
298948 | Tubes/set complete for evaporator |  | 4710-22-616-4179 | 1 | 601.10 | 80.50 | 69.00 | 10 | 541.00 | 72.40 | 62.10 |  |  |  |  | 825 | 500 | 18 | 790 |  | 84159000 | DK
298950-1 | Hose lock fixed part |  | 5999-22-616-3992 | 1 | 697.20 | 93.20 | 80.30 | 10 | 627.60 | 83.90 | 72.20 |  |  |  |  | 580 | 385 | 110 | 510 |  | 84159000 | DK
298950-2 | Hose lock fixed part |  | 5999-22-616-3992 | 1 | 697.20 | 93.20 | 80.30 | 10 | 627.60 | 83.90 | 72.20 |  |  |  |  | 580 | 385 | 110 | 510 |  | 84159000 | DK
298950-3 | Hose lock fixed part |  | 5999-22-616-3992 | 1 | 697.20 | 93.20 | 80.30 | 10 | 627.60 | 83.90 | 72.20 |  |  |  |  | 580 | 385 | 110 | 510 |  | 84159000 | DK
298950-4 | Hose lock fixed part |  | 5999-22-616-3992 | 1 | 697.20 | 93.20 | 80.30 | 10 | 627.60 | 83.90 | 72.20 |  |  |  |  | 580 | 385 | 110 | 510 |  | 84159000 | DK
298951 | Fittings, hose lock rubber handle |  | 5340-22-616-3998 | 1 | 585.70 | 78.30 | 67.10 | 10 | 527.10 | 70.70 | 60.40 |  |  |  |  | 225 | 135 | 30 | 30 |  | 84159000 | DK
298952-1 | Hose lock moving part 1 |  |  | 1 | 800.60 | 107.20 | 91.80 | 10 | 720.80 | 96.60 | 82.60 |  |  |  |  | 580 | 385 | 110 | 880 |  | 84159000 | DK
298952-2 | Hose lock moving part 1 |  |  | 1 | 800.60 | 107.20 | 91.80 | 10 | 720.80 | 96.60 | 82.60 |  |  |  |  | 580 | 385 | 110 | 880 |  | 84159000 | DK
298952-3 | Hose lock moving part 1 |  |  | 1 | 800.60 | 107.20 | 91.80 | 10 | 720.80 | 96.60 | 82.60 |  |  |  |  | 580 | 385 | 110 | 880 |  | 84159000 | DK
298952-4 | Hose lock moving part 1 |  |  | 1 | 800.60 | 107.20 | 91.80 | 10 | 720.80 | 96.60 | 82.60 |  |  |  |  | 580 | 385 | 110 | 880 |  | 84159000 | DK
298953 | Rubber handle for hose lock |  | 5340-22-616-4000 | 1 | 320.40 | 42.60 | 36.80 | 10 | 288.40 | 38.50 | 33.20 |  |  |  |  | 220 | 130 | 50 | 150 |  | 84159000 | DK
298954 | Panel filter G3/G4 - AC-M18 | 038783 | 4130-22-616-3530 | 1 | 844.30 | 113.00 | 96.90 | 10 | 759.80 | 101.70 | 87.20 |  |  |  |  | 700 | 600 | 63 | 1406 |  | 84159000 | PL
298955 | 1/4 turn lock kit (3 pcs.) |  | 5340-22-616-4174 | 1 | 620.50 | 83.10 | 71.20 | 10 | 558.50 | 74.80 | 64.10 |  |  |  |  | 225 | 135 | 30 | 20 |  | 84159000 | DK
298956 | Vibration damper, ø40 x 48, 4 pcs. + fasters |  | 5340-22-616-4130 | 1 | 761.00 | 101.90 | 87.60 | 10 | 684.60 | 91.80 | 78.60 |  |  |  |  | 200 | 110 | 90 | 406 |  | 84159000 | DK
298957-1 | Condenser front grill |  |  | 1 | 3522.70 | 471.70 | 404.70 | 10 | 3170.50 | 424.50 | 364.20 |  |  |  |  | 725 | 650 | 45 | 1000 |  | 84159000 | DK
298957-2 | Condenser front grill |  |  | 1 | 3177.40 | 425.30 | 364.80 | 10 | 2859.60 | 382.80 | 328.30 |  |  |  |  | 725 | 650 | 45 | 1000 |  | 84159000 | DK
298957-3 | Condenser front grill |  |  | 1 | 3522.70 | 471.70 | 404.70 | 10 | 3170.50 | 424.50 | 364.20 |  |  |  |  | 725 | 650 | 45 | 1000 |  | 84159000 | DK
298957-4 | Condenser front grill |  |  | 1 | 3522.70 | 471.70 | 404.70 | 10 | 3170.50 | 424.50 | 364.20 |  |  |  |  | 725 | 650 | 45 | 1000 |  | 84159000 | DK
298957-5 | Condenser front grill |  |  | 1 | 3522.70 | 471.70 | 404.70 | 10 | 3170.50 | 424.50 | 364.20 |  |  |  |  | 725 | 650 | 45 | 1000 |  | 84159000 | DK
298958-1 | Condenser side grill |  |  | 1 | 5306.80 | 710.70 | 609.30 | 10 | 4776.10 | 639.70 | 548.40 |  |  |  |  | 1060 | 730 | 115 | 1450 |  | 84159000 | DK
298958-2 | Condenser side grill |  |  | 1 | 5306.80 | 710.70 | 609.30 | 10 | 4776.10 | 639.70 | 548.40 |  |  |  |  | 1060 | 730 | 115 | 1450 |  | 84159000 | DK
298958-3 | Condenser side grill |  |  | 1 | 5306.80 | 710.70 | 609.30 | 10 | 4776.10 | 639.70 | 548.40 |  |  |  |  | 1060 | 730 | 115 | 1450 |  | 84159000 | DK
298958-4 | Condenser side grill |  |  | 1 | 5306.80 | 710.70 | 609.30 | 10 | 4776.10 | 639.70 | 548.40 |  |  |  |  | 1060 | 730 | 115 | 1450 |  | 84159000 | DK
298958-5 | Condenser side grill |  |  | 1 | 5306.80 | 710.70 | 609.30 | 10 | 4776.10 | 639.70 | 548.40 |  |  |  |  | 1060 | 730 | 115 | 1450 |  | 84159000 | DK
298959-1 | Condensor + line drier |  |  | 1 | 6448.00 | 863.20 | 740.50 | 10 | 5803.00 | 777.00 | 666.30 |  |  |  |  | 1140 | 830 | 150 | 16850 |  | 84159000 | DK
298959-2 | Condensor + line drier |  |  | 1 | 6448.00 | 863.20 | 740.50 | 10 | 5803.00 | 777.00 | 666.30 |  |  |  |  | 1140 | 830 | 150 | 16850 |  | 84159000 | DK
298960 | Tubes/set complete for condenser + dry filter |  | 4710-22-616-3966 | 1 | 2302.90 | 308.40 | 264.50 | 10 | 2072.80 | 277.50 | 238.20 |  |  |  |  | 850 | 690 | 410 | 2730 |  | 84159000 | DK
298961-1 | Bracket for compressor |  |  | 1 | 881.40 | 117.90 | 101.10 | 10 | 793.50 | 106.20 | 91.00 |  |  |  |  | 190 | 380 | 60 | 525 |  | 84159000 | DK
298961-2 | Bracket for compressor |  |  | 1 | 881.40 | 117.90 | 101.10 | 10 | 793.50 | 106.20 | 91.00 |  |  |  |  | 190 | 380 | 60 | 525 |  | 84159000 | DK
298961-3 | Bracket for compressor |  |  | 1 | 881.40 | 117.90 | 101.10 | 10 | 793.50 | 106.20 | 91.00 |  |  |  |  | 190 | 380 | 60 | 525 |  | 84159000 | DK
298961-4 | Bracket for compressor |  |  | 1 | 881.40 | 117.90 | 101.10 | 10 | 793.50 | 106.20 | 91.00 |  |  |  |  | 190 | 380 | 60 | 525 |  | 84159000 | DK
298961-5 | Bracket for compressor |  |  | 1 | 881.40 | 117.90 | 101.10 | 10 | 793.50 | 106.20 | 91.00 |  |  |  |  | 190 | 380 | 60 | 525 |  | 84159000 | DK
298962 | Rubber grommet pack |  | 5365-22-616-4175 | 1 | 458.80 | 61.50 | 52.50 | 10 | 413.10 | 55.60 | 47.40 |  |  |  |  | 350 | 245 | 30 | 140 |  | 84159000 | DK
298963 | Fortifications kit |  | 5305-22-616-4004 | 1 | 705.60 | 94.30 | 81.10 | 10 | 634.90 | 85.10 | 73.00 |  |  |  |  | 220 | 135 | 20 | 90 |  | 84159000 | DK
298964-1 | Lock for stacking 4 pcs | 064427 | 5340-22-616-4176 | 1 | 368.70 | 49.40 | 42.40 | 10 | 331.90 | 44.40 | 38.20 |  |  |  |  | 220 | 170 | 100 | 500 |  | 84159000 | DK
298964-2 | Lock for stacking 4 pcs | 064427 | 5340-22-616-4176 | 1 | 368.70 | 49.40 | 42.40 | 10 | 331.90 | 44.40 | 38.20 |  |  |  |  | 220 | 170 | 100 | 500 |  | 84159000 | DK
298964-3 | Lock for stacking 4 pcs | 064427 | 5340-22-616-4176 | 1 | 368.70 | 49.40 | 42.40 | 10 | 331.90 | 44.40 | 38.20 |  |  |  |  | 220 | 170 | 100 | 500 |  | 84159000 | DK
298964-4 | Lock for stacking 4 pcs | 064427 | 5340-22-616-4176 | 1 | 368.70 | 49.40 | 42.40 | 10 | 331.90 | 44.40 | 38.20 |  |  |  |  | 220 | 170 | 100 | 500 |  | 84159000 | DK
298969-4 | Evaporator fan kit | 298988 | 4130-22-616-4180 | 1 | 5377.60 | 719.90 | 617.40 | 10 | 4839.90 | 647.90 | 555.70 |  |  |  |  | 690 | 690 | 495 | 10080 |  | 84159000 | DK
298970 | Control w/o heat, w. softstarter |  | 4130-22-616-4127 | 1 | 16876.30 | 2259.20 | 1937.50 | 10 | 15188.70 | 2033.30 | 1743.90 |  |  |  |  | 0 | 0 | 0 | 11000 |  | 84159000 | DK
298971-1 | Condenser coil + line drier |  |  | 1 | 5384.40 | 721.10 | 618.10 | 10 | 4846.10 | 649.00 | 556.30 |  |  |  |  | 0 | 0 | 0 | 15000 |  | 84159000 | DK
298971-2 | Condenser coil + line drier |  |  | 1 | 5384.40 | 721.10 | 618.10 | 10 | 4846.10 | 649.00 | 556.30 |  |  |  |  | 0 | 0 | 0 | 15000 |  | 84159000 | DK
298973 | Refrigerant receiver + dry filter |  | 4130-22-616-3975 | 1 | 883.60 | 118.30 | 101.40 | 10 | 795.20 | 106.50 | 91.30 |  |  |  |  | 305 | 205 | 215 | 2180 |  | 84159000 | DK
298974-1 | Drier filter |  |  | 1 | 287.90 | 38.80 | 33.20 | 10 | 258.90 | 34.80 | 30.10 |  |  |  |  | 195 | 110 | 95 | 330 |  | 84159000 | DK
298974-2 | Drier filter |  |  | 1 | 287.90 | 38.80 | 33.20 | 10 | 258.90 | 34.80 | 30.10 |  |  |  |  | 195 | 110 | 95 | 330 |  | 84159000 | DK
298975 | Sight glass + dry filter |  | 6680-22-616-3977 | 1 | 543.50 | 72.80 | 62.40 | 10 | 489.10 | 65.50 | 56.20 |  |  |  |  | 250 | 175 | 100 | 520 |  | 84159000 | DK
298976-2 | Low pressure switch, dry filter | 032297 |  | 1 | 540.80 | 72.70 | 62.10 | 10 | 486.90 | 65.40 | 56.20 |  |  |  |  | 195 | 110 | 95 | 400 |  | 84159000 | DK
298976-5 | Low pressure switch, dry filter | 032297 |  | 1 | 540.80 | 72.70 | 62.10 | 10 | 486.90 | 65.40 | 56.20 |  |  |  |  | 195 | 110 | 95 | 400 |  | 84159000 | DK
298977 | Compressor + line drier |  | 4130-22-616-3570 | 1 | 6292.70 | 842.40 | 722.50 | 10 | 5663.40 | 758.20 | 650.10 |  |  |  |  | 0 | 0 | 0 | 45000 |  | 84159000 | DK
298985 | Soft starter, compressor |  | 6110-22-616-3685 | 1 | 3988.60 | 533.90 | 457.90 | 10 | 3589.70 | 480.60 | 412.10 |  |  |  |  | 0 | 0 | 0 | 150 |  | 84159000 | DK
298992 | Condensate pump |  | 4520-22-618-4063 | 1 | 3620.90 | 484.70 | 415.70 | 10 | 3258.80 | 436.30 | 374.10 |  |  |  |  | 380 | 185 | 165 | 600 |  | 84159000 | DK
298993-1 | Top plate, evaporator section |  |  | 1 | 5929.70 | 794.10 | 681.00 | 10 | 5336.90 | 714.70 | 613.00 |  |  |  |  | 1060 | 730 | 110 | 7420 |  | 84159000 | DK
298993-2 | Top plate, evaporator section |  |  | 1 | 5929.70 | 794.10 | 681.00 | 10 | 5336.90 | 714.70 | 613.00 |  |  |  |  | 1060 | 730 | 110 | 7420 |  | 84159000 | DK
298993-3 | Top plate, evaporator section |  |  | 1 | 5929.70 | 794.10 | 681.00 | 10 | 5336.90 | 714.70 | 613.00 |  |  |  |  | 1060 | 730 | 110 | 7420 |  | 84159000 | DK
298993-4 | Top plate, evaporator section |  |  | 1 | 5929.70 | 794.10 | 681.00 | 10 | 5336.90 | 714.70 | 613.00 |  |  |  |  | 1060 | 730 | 110 | 7420 |  | 84159000 | DK
298993-5 | Top plate, evaporator section |  |  | 1 | 5929.70 | 794.10 | 681.00 | 10 | 5336.90 | 714.70 | 613.00 |  |  |  |  | 1060 | 730 | 110 | 7420 |  | 84159000 | DK
298994-1 | Cover, air outlet |  |  | 1 | 1130.80 | 151.30 | 130.00 | 10 | 1018.00 | 136.20 | 116.80 |  |  |  |  | 0 | 0 | 0 | 125 |  | 84159000 | DK
298994-2 | Cover, air outlet |  |  | 1 | 1130.80 | 151.30 | 130.00 | 10 | 1018.00 | 136.20 | 116.80 |  |  |  |  | 0 | 0 | 0 | 125 |  | 84159000 | DK
298994-3 | Cover, air outlet |  |  | 1 | 1130.80 | 151.30 | 130.00 | 10 | 1018.00 | 136.20 | 116.80 |  |  |  |  | 0 | 0 | 0 | 125 |  | 84159000 | DK
298996 | Heating element 3333W/400Volt |  | 4520-22-618-4068 | 1 | 633.30 | 84.80 | 72.70 | 10 | 570.00 | 76.30 | 65.40 |  |  |  |  | 680 | 260 | 165 | 760 |  | 84159000 | DK
298997 | Thermostat w/manual reset |  | 6685-22-618-4069 | 1 | 242.00 | 32.60 | 27.80 | 10 | 217.90 | 29.50 | 25.00 |  |  |  |  | 130 | 220 | 50 | 10 |  | 84159000 | DK
299002 | Thermostat, fan |  | 6685-22-618-4072 | 1 | 496.70 | 66.60 | 57.00 | 10 | 447.00 | 59.80 | 51.10 |  |  |  |  | 225 | 135 | 30 | 10 |  | 84159000 | DK
299003 | Thermostat (limit) |  | 6685-22-618-4073 | 1 | 291.20 | 39.00 | 33.40 | 10 | 262.30 | 35.20 | 30.40 |  |  |  |  | 150 | 105 | 70 | 10 |  | 84159000 | DK
299008-1 | Top plate condensor section |  |  | 1 | 3231.70 | 432.70 | 371.20 | 10 | 2908.60 | 389.50 | 333.80 |  |  |  |  | 0 | 0 | 0 | 3522 |  | 84159000 | DK
299008-2 | Top plate condensor section |  |  | 1 | 3231.70 | 432.70 | 371.20 | 10 | 2908.60 | 389.50 | 333.80 |  |  |  |  | 0 | 0 | 0 | 3522 |  | 84159000 | DK
299008-3 | Top plate condensor section |  |  | 1 | 3231.70 | 432.70 | 371.20 | 10 | 2908.60 | 389.50 | 333.80 |  |  |  |  | 0 | 0 | 0 | 3522 |  | 84159000 | DK
299008-4 | Top plate condensor section |  |  | 1 | 3231.70 | 432.70 | 371.20 | 10 | 2908.60 | 389.50 | 333.80 |  |  |  |  | 0 | 0 | 0 | 3522 |  | 84159000 | DK
299632 | Holder, fan R3G310, Flexibox 450/230, |  |  | 1 | 494.90 | 66.30 | 56.80 | 10 | 445.40 | 59.70 | 51.10 |  |  |  |  | 443 | 240 | 60 | 964 |  | 84159000 | SE
299749 | Bag filter, M5 (F5) |  |  | 1 | 390.50 | 52.30 | 44.80 | 10 | 312.40 | 41.80 | 35.90 | 50 | 253.80 | 34.00 | 29.10 | 650 | 350 | 100 | 700 |  | 56031310 | PL
299821 | Bag filter, M5 (F5) |  |  | 1 | 362.20 | 48.50 | 41.60 | 10 | 289.70 | 38.80 | 33.30 | 50 | 235.40 | 31.50 | 27.00 | 480 | 300 | 100 | 510 | One pallet contains 160 pcs. of filters | 84213925 | PL
299886 | Radial fan (without housing), 230 V, 310mm | 840010 |  | 1 | 3704.70 | 495.90 | 425.30 | 10 | 3334.20 | 446.30 | 382.80 |  |  |  |  | 320 | 320 | 200 | 5302 |  | 84145935 | DE
299894 | TKS-3000A EC, controller, 230 V | 096333,840014,096336,090632 |  | 1 | 4634.70 | 620.40 | 532.10 | 10 | 4171.20 | 558.40 | 478.90 |  |  |  |  | 180 | 190 | 60 | 906 |  | 85371091 | SE
299901 | Sensor, room, RG-TD5A | 840017 |  | 1 | 684.90 | 91.70 | 78.90 | 10 | 616.40 | 82.50 | 71.00 |  |  |  |  | 70 | 70 | 25 | 52 |  | 90319000 | SE
299904 | Sensor, wire, SG-TD5A with 0.5m wire | 840018 |  | 1 | 791.30 | 105.90 | 90.80 | 10 | 712.20 | 95.30 | 81.80 |  |  |  |  | 195 | 110 | 95 | 20 |  | 84159000
299906 | Sensor, ambient temperature, UG-TD5A | 840019 |  | 1 | 771.00 | 103.40 | 88.70 | 10 | 693.90 | 93.10 | 79.80 |  |  |  |  | 80 | 50 | 40 | 55 |  | 90319000 | SE
299910 | Damper motor, 24 V DC | 840021 |  | 1 | 1105.60 | 148.00 | 126.90 | 10 | 995.00 | 133.20 | 114.20 |  |  |  |  | 190 | 110 | 60 | 400 |  | 85011010
299911 | Damper motor, 230 V | 840022 |  | 1 | 1238.60 | 165.80 | 142.20 | 10 | 1114.80 | 149.20 | 128.00 |  |  |  |  | 0 | 0 | 0 | 411 |  | 85011010
299917 | Bag filter, F7, IF80T, 445 x 592 x 535mm, 7 bags with loops, 25mm wood |  |  | 1 | 1464.40 | 196.00 | 168.10 | 10 | 1171.50 | 156.80 | 134.50 | 50 | 951.80 | 127.40 | 109.30 | 100 | 100 | 100 | 1500 |  | 84213925
299922 | Panel filter, M5 (F5) |  |  | 1 | 1082.10 | 144.90 | 124.20 | 10 | 865.70 | 115.90 | 99.40 | 50 | 703.40 | 94.20 | 80.80 | 400 | 400 | 130 | 990 |  | 56031110
299923 | Panel filter, M5 (F5) |  |  | 1 | 1226.40 | 164.20 | 140.80 | 10 | 981.10 | 131.30 | 112.60 | 50 | 797.10 | 106.70 | 91.50 | 545 | 400 | 130 | 1230 |  | 56031110
299924 | Panel filter, M5 (F5) |  |  | 1 | 1397.70 | 187.10 | 160.50 | 10 | 1118.20 | 149.70 | 128.40 | 50 | 908.50 | 121.60 | 104.30 | 550 | 480 | 130 | 1442 |  | 56031110
299926 | Panel filter, cardboard, ePM10 55%, 130/450/450 (M5) | 840007 |  | 1 | 680.30 | 91.10 | 78.10 | 10 | 544.20 | 72.90 | 62.50 | 50 | 442.20 | 59.20 | 50.80 | 450 | 450 | 130 | 2046 |  | 56031110 | PL
351486 | Water heating coil CDP 35(T) |  |  | 1 | 2347.40 | 314.20 | 269.50 | 10 | 2112.70 | 282.80 | 242.60 |  |  |  |  | 695 | 265 | 175 | 5520 |  | 84158300
351487 | Water heating coil CDP 45(T) |  |  | 1 | 3850.60 | 515.50 | 442.20 | 10 | 3465.50 | 464.00 | 398.00 |  |  |  |  | 1000 | 265 | 160 | 1700 |  | 84158300
351488 | Water heating coil CDP 65(T) |  |  | 1 | 4302.60 | 575.90 | 494.20 | 10 | 3872.30 | 518.30 | 444.80 |  |  |  |  | 1535 | 260 | 165 | 4240 |  | 84158300
396247 | Wall suspension bracket, CDT 20/30/30S |  |  | 1 | 1295.90 | 173.40 | 148.90 | 10 | 1166.30 | 156.10 | 134.00 |  |  |  |  | 425 | 205 | 55 | 4115 |  | 84158300 | DK
396290 | Float - 1 pcs contains 10 pcs | 175537 |  | 1 | 680.80 | 91.20 | 78.20 | 10 | 612.70 | 82.10 | 70.40 |  |  |  |  | 35 | 35 | 20 | 14 |  | 84159000
427000 | Wire, PVC-sheathed 1,3-2,3mm -100m |  | 4010-22-611-9837 | 1 | 9.00 | 1.20 | 1.10 | 10 | 8.10 | 1.10 | 1.00 |  |  |  |  | 220 | 220 | 120 | 3000 |  | 84159000
428100 | Green PVC hose, 1/2" |  |  | 1 | 30.60 | 4.50 | 3.60 | 10 | 27.50 | 4.00 | 3.20 |  |  |  |  | 200 | 200 | 10 | 100 |  | 39173100
428230 | Hose for ventilation, ø225 x 3000, insulated, green |  | 4720-01-272-5744 | 1 | 3539.70 | 474.00 | 406.30 | 10 | 3185.90 | 426.50 | 365.60 |  |  |  |  | 3000 | 230 | 230 | 5400 |  | 84159000 | LT
428231 | Hose for ventilation, ø225 x 2000, insulated, green |  | 4720-22-611-9838 | 1 | 2749.30 | 367.80 | 315.60 | 10 | 2474.40 | 331.00 | 283.90 |  |  |  |  | 250 | 70 | 225 | 3500 |  | 84159000 | LT
430174 | Sheet filter, PPI 15 | 175613 |  | 1 | 85.30 | 11.70 | 10.00 | 10 | 64.40 | 8.80 | 7.50 |  |  |  |  | 420 | 230 | 15 | 46 |  | 84219990
430252 | Terminal profile, EPDM | 171754,171753,171752 |  | 1 | 109.40 | 14.80 | 12.60 | 10 | 98.50 | 13.30 | 11.30 |  |  |  |  | 100 | 100 | 70 | 50 |  | 70199000
430321 | Sealing and brush profile, glass insulation cord, ø15mm, type E, coils of 50m |  | 5330-22-611-5018 | 1 | 49.40 | 6.80 | 5.90 | 10 | 44.40 | 6.10 | 5.30 |  |  |  |  | 100 | 100 | 70 | 67 |  | 70199000
430420 | Weatherstrip, 6x9 mm, black, rolls of 15 m, Type norton |  | 5330-22-636-2014 | 1 | 3.70 | 1.20 | 0.50 | 10 | 3.30 | 1.10 | 0.50 |  |  |  |  | 0 | 0 | 0 | 9 |  | 39211200 | DK
431570 | Insulating material, 3/8" | 074558 |  | 1 | 24.80 | 3.50 | 3.00 | 10 | 22.30 | 3.20 | 2.70 |  |  |  |  | 10 | 6 | 8 | 150 |  | 40091100
431572 | Insulating material, 6 x 7 | 074558 |  | 1 | 69.10 | 9.40 | 8.20 | 10 | 62.20 | 8.50 | 7.40 |  |  |  |  | 28 | 5 | 10 | 150 |  | 40091100
431620 | Insulating material, 1 1/8" | 094813 |  | 1 | 43.90 | 6.10 | 5.30 | 10 | 39.50 | 5.50 | 4.80 |  |  |  |  | 28 | 5 | 1 | 150 |  | 40091100 | DK
431680 | Gasket, 50 x 3mm, 15m | 094813 |  | 1 | 42.00 | 5.80 | 4.90 | 10 | 37.80 | 5.20 | 4.40 |  |  |  |  | 1 | 1 | 1 | 0 |  | 40091100
450015 | Hex cap screw, M8x50, FZB |  |  | 1 | 2.90 | 0.40 | 0.30 | 10 | 2.60 | 0.40 | 0.30 |  |  |  |  | 0 | 0 | 0 | 15 |  | 73181582 | GB
450412 | Machine screw, M5 x 20, PHJ, T20, FZB | 098639 |  | 1 | 0.60 | 0.10 | 0.10 | 100 | 0.40 | 0.10 | 0.10 |  |  |  |  | 100 | 100 | 100 | 5 |  | 73181558 | GB
451722 | Machine screw, M5x16 UH, T25, FZB |  |  | 1 | 8.80 | 1.20 | 1.00 | 10 | 7.90 | 1.10 | 0.90 |  |  |  |  | 10 | 50 | 10 | 27 |  | 73181558
453161 | Hex head screw, M6 x 35, Nato green Zn |  | 5305-12-141-9849 | 1 | 6.10 | 0.80 | 0.50 | 10 | 5.60 | 0.80 | 0.50 |  |  |  |  | 100 | 100 | 70 | 5 |  | 73181582
454801 | Hex head screw, M5 x 12, Nato green Zn |  | 5305-22-611-4582 | 1 | 6.10 | 0.80 | 0.50 | 10 | 5.60 | 0.80 | 0.50 |  |  |  |  | 100 | 100 | 70 | 5 |  | 73181582
454881 | Hex head screw, M6 x 25, Nato green Zn |  | 5305-22-611-4621 | 1 | 10.90 | 1.50 | 1.10 | 10 | 9.90 | 1.50 | 1.10 |  |  |  |  | 200 | 200 | 200 | 5 |  | 73181582
455090 | Hex cap screw, M8x10, FZB |  |  | 1 | 8.90 | 1.20 | 0.80 | 10 | 8.00 | 1.10 | 0.70 |  |  |  |  | 65 | 13 | 15 | 25 |  | 73181582
458150 | Lock nut, M6 FZB |  |  | 1 | 8.70 | 1.10 | 1.10 | 10 | 7.90 | 1.10 | 0.80 |  |  |  |  | 0 | 0 | 0 | 10 |  | 73181650
458220 | Lock nut, M5 FZB |  |  | 1 | 17.40 | 2.30 | 2.00 | 10 | 15.70 | 2.00 | 1.70 |  |  |  |  | 1 | 1 | 1 | 0 |  | 73181650
460710 | Hex head screw, M8 x 60, FZB | 098448 |  | 1 | 3.50 | 0.50 | 0.50 | 10 | 3.20 | 0.50 | 0.50 |  |  |  |  | 65 | 13 | 15 | 26 |  | 73181582
476030 | Flat washer, 1/8", ø3,3x10x0,8mm, FZB |  |  | 1 | 4.30 | 0.50 | 0.40 | 10 | 3.90 | 0.50 | 0.40 |  |  |  |  | 5 | 8 | 3 | 70 |  | 73182200 | GB
476145 | Washer, M12, ø13 x 24 x 2.5mm, FZB |  | 5310-33-154-8825 | 1 | 5.90 | 0.80 | 0.50 | 10 | 5.30 | 0.80 | 0.50 |  |  |  |  | 13 | 24 | 2 | 0 |  | 73182200
476910 | Spring lock washer, M8, ø8.1 x 14.8 x 2mm, FZB | 098515 |  | 1 | 0.30 | 0.10 | 0.10 | 10 | 0.30 | 0.10 | 0.10 |  |  |  |  | 1000 | 14800 | 200 | 5 |  | 73182100
477060 | Lock washer, for ø20mm, with cover |  |  | 1 | 8.70 | 1.10 | 0.80 | 10 | 7.80 | 1.00 | 0.70 |  |  |  |  | 1 | 1 | 1 | 25 |  | 73182100
477120 | Thermal gasket |  | 5310-22-124-5076 | 1 | 33.30 | 4.50 | 3.80 | 10 | 29.90 | 4.00 | 3.40 |  |  |  |  | 0 | 0 | 0 | 20 |  | 70199000
477150 | Thermal gasket, fibre, ø21 x 26 x 1.0mm |  | 5330-22-602-7827 | 1 | 14.40 | 2.00 | 1.70 | 10 | 12.90 | 1.70 | 1.50 |  |  |  |  | 26 | 26 | 26 | 10 |  | 70199000
478050 | Blind rivet, D4.8 ø5.0, riveting capacity 5.00-9.00mm, alu |  |  | 1 | 5.80 | 1.00 | 0.50 | 10 | 5.30 | 1.00 | 0.50 |  |  |  |  | 1 | 1 | 1 | 10 |  | 76161000
478080 | Blind rivet, D4.8 ø5.0, riveting capacity 17.0-20.0mm, alu |  |  | 1 | 5.90 | 0.80 | 0.50 | 10 | 5.30 | 0.80 | 0.50 |  |  |  |  | 1 | 1 | 1 | 10 |  | 84159000
480009 | Sensor w/metalhousing, NTC 6X30-RP03, 1,4m grey cable | 448754 |  | 1 | 88.20 | 11.80 | 10.10 | 10 | 79.40 | 10.60 | 9.10 |  |  |  |  | 90 | 90 | 15 | 24 |  | 84159000
480013 | Flat washer, M8, ø8,4/16x1,6, FZB | 023451 |  | 1 | 8.60 | 1.20 | 0.80 | 10 | 7.70 | 1.10 | 0.70 |  |  |  |  | 20 | 20 | 20 | 2 |  | 73182200
480022 | Control panel, Digital pool controller, X variant | 636354 |  | 1 | 2120.50 | 283.90 | 243.50 | 10 | 1908.40 | 255.50 | 219.10 |  |  |  |  | 78 | 35 | 64 | 170 |  | 85371091 | GB
480023 | Fuse holder, for ¼"Ø x 1¼", (push in) | 216550 |  | 1 | 42.40 | 5.70 | 4.90 | 10 | 38.20 | 5.10 | 4.40 |  |  |  |  | 50 | 30 | 30 | 9 |  | 85429000
480026 | Terminal block, Terminal block 6 way | 072650 |  | 1 | 146.50 | 19.60 | 17.00 | 10 | 131.80 | 17.60 | 15.30 |  |  |  |  | 52 | 22 | 20 | 40 |  | 85369010
480029 | Axial fan, ø450mm, 120 W, 1*230 V, 50 Hz FN045-6EI.2F.V7P3 | 556852 |  | 1 | 2243.50 | 300.20 | 257.60 | 10 | 2019.20 | 270.20 | 231.80 |  |  |  |  | 560 | 560 | 260 | 6316 |  | 84145925 | DE
480036 | Fittings, Angle bracket, PPT | 674050,480065,674101 |  | 1 | 94.20 | 12.60 | 10.80 | 10 | 84.80 | 11.30 | 9.70 |  |  |  |  | 300 | 20 | 10 | 41 |  | 73269098
480038 | Pressostat, low pressure, NO, 0.4-1.4 bar | 098456,266550 |  | 1 | 104.00 | 14.00 | 12.00 | 10 | 93.60 | 12.60 | 10.80 |  |  |  |  | 110 | 90 | 60 | 500 |  | 90322000 | CN
480053 | Fuse, 3AMP, for 1/4 x 1 1/4" | 035350 |  | 1 | 11.80 | 1.50 | 1.20 | 10 | 10.60 | 1.40 | 1.10 |  |  |  |  | 5 | 5 | 5 | 5 |  | 85361010
480054 | Flat washer, M4, ø4,3/9x0,8, FZB | 012150 |  | 1 | 2.30 | 0.30 | 0.20 | 10 | 2.10 | 0.30 | 0.20 |  |  |  |  | 50 | 10 | 10 | 1 |  | 73182200
480059 | Rotary compressor, CHV33YC6-U 1~N 230 V 50 Hz exclusive of accessories | 099613,649350 |  | 1 | 3023.70 | 404.80 | 347.20 | 10 | 2721.30 | 364.30 | 312.40 |  |  |  |  | 270 | 190 | 385 | 20315 |  | 84143020
480064 | Vibration absorber, PPT 8/12/16/22 | 449151 |  | 1 | 21.10 | 2.90 | 2.40 | 10 | 19.00 | 2.60 | 2.20 |  |  |  |  | 50 | 50 | 8 | 30 |  | 40169300
480066 | Front panel for fan, PPT | 633660 |  | 1 | 823.60 | 110.20 | 94.60 | 10 | 741.20 | 99.20 | 85.10 |  |  |  |  | 1100 | 750 | 50 | 4892 |  | 84159000
480067 | Water cooling coil, condenser, ø1/2" inlet/outlet, 10.5 kW | 636850,099252,480067 |  | 1 | 3567.20 | 477.40 | 409.60 | 10 | 3210.50 | 429.70 | 368.60 |  |  |  |  | 770 | 580 | 260 | 15000 |  | 84159000 | CN
480081 | Valve, expansion, TEV/CPV BBINE 3 GA, 1/4" x 3/8" x 5/8", R407c | 086951 |  | 1 | 1014.80 | 135.90 | 116.50 | 10 | 913.30 | 122.30 | 104.90 |  |  |  |  | 270 | 270 | 140 | 600 |  | 84811019
480086 | Terminal block, THK 12mm, din rail mount | 406350 |  | 1 | 82.70 | 11.10 | 9.50 | 10 | 74.40 | 10.00 | 8.60 |  |  |  |  | 50 | 50 | 50 | 3 |  | 85369010
480087 | Drip tray | 547001 |  | 1 | 560.70 | 75.00 | 64.30 | 10 | 504.60 | 67.50 | 57.90 |  |  |  |  | 920 | 210 | 50 | 400 |  | 39269097
480088 | Sleeve (50mm), for 1 1/2" BSP fitting | 638650,480067,636850,099252,636851,099254,480464,099253,480381,099252,480067,636852,636854 |  | 1 | 26.30 | 3.40 | 3.20 | 10 | 23.70 | 3.10 | 2.90 |  |  |  |  | 68 | 68 | 37 | 62 |  | 39174000 | CN
480090 | Plastic tubes, coupler, water, ø27mm, 46mm UPVC | 193950 |  | 1 | 36.60 | 4.90 | 4.20 | 10 | 32.90 | 4.40 | 3.80 |  |  |  |  | 30 | 50 | 50 | 150 |  | 39174000
480092 | Moulded cover PPT ABS 1233.4 x 453.1 3mm black leather-grained | 674150,674101,480065 |  | 1 | 510.40 | 68.40 | 58.60 | 10 | 459.40 | 61.60 | 52.70 |  |  |  |  | 1235 | 455 | 35 | 1000 |  | 39269097 | GB
480094 | Sensor, NTC sensor probe, probe ø6x100mm, cable: 3m. | 448753 |  | 1 | 114.00 | 15.30 | 13.10 | 10 | 102.60 | 13.70 | 11.80 |  |  |  |  | 150 | 100 | 25 | 54 |  | 90319000
480148 | Pressure sensitive switch, High pressure NC 400psi - 315psi. |  |  | 1 | 103.40 | 13.80 | 11.90 | 10 | 93.10 | 12.40 | 10.70 |  |  |  |  | 120 | 120 | 120 | 200 |  | 90322000
480160 | Sensor, Waterflow switch | 099740,480160,501653,480081,086951 |  | 1 | 262.80 | 35.20 | 30.10 | 10 | 236.50 | 31.70 | 27.10 |  |  |  |  | 140 | 85 | 40 | 70 |  | 90319000
480164 | Capacitor, 55uF, 440V, 60Hz | 480059,099613,649350,158550 |  | 1 | 247.30 | 33.20 | 28.30 | 10 | 222.60 | 29.90 | 25.50 |  |  |  |  | 250 | 55 | 55 | 314 |  | 85322200 | IT
480175 | Capacitor, Hard start capacitor | 099608,481305,099618,480382,500953,099607,286252,481552,099605,073150,489251,481194,489250,099616 |  | 1 | 317.50 | 42.50 | 36.50 | 10 | 285.80 | 38.30 | 32.80 |  |  |  |  | 140 | 45 | 45 | 126 |  | 85322200
480201 | Control panel, Digital pool controller, Y variant | 636353 |  | 1 | 2088.60 | 279.60 | 239.80 | 10 | 1879.70 | 251.60 | 215.80 |  |  |  |  | 80 | 80 | 35 | 128 |  | 85371091 | GB
480219 | Liquid receiver, 2.9 litres | 189150,099746 |  | 1 | 568.50 | 76.10 | 65.30 | 10 | 511.60 | 68.50 | 58.70 |  |  |  |  | 200 | 200 | 100 | 1500 |  | 84189910
480236 | Rotary compressor, CTHU33WC6-U 1~N 230 V 50 Hz exclusive of accessories | 099595,649450 |  | 1 | 3538.80 | 473.70 | 406.30 | 10 | 3184.90 | 426.40 | 365.70 |  |  |  |  | 260 | 260 | 260 | 13000 |  | 84143020
480237 | Evaporator coil, 4RR, 559 x 813mm (h x w) | 379501 |  | 1 | 4729.20 | 633.10 | 543.00 | 10 | 4256.30 | 569.80 | 488.70 |  |  |  |  | 892 | 560 | 195 | 14000 |  | 84189910
480238 | Capacitor, 60uF 470V 50/60Hz +/-5% | 099618,480382,480236,649450,500953,096229,486650 |  | 1 | 272.70 | 36.70 | 31.20 | 10 | 245.40 | 33.00 | 28.10 |  |  |  |  | 150 | 55 | 55 | 314 |  | 85322200 | RO
480239 | Relay, 25A 3 MAIN + 1 NO AUX ( 230VAC ) | 612053 |  | 1 | 571.30 | 76.50 | 65.60 | 10 | 514.20 | 68.80 | 59.00 |  |  |  |  | 57 | 86 | 95 | 150 |  | 85364900
480248 | Coil for solenoid valve (black) | 052453,168350 |  | 1 | 335.20 | 44.80 | 38.40 | 10 | 301.70 | 40.30 | 34.60 |  |  |  |  | 53 | 73 | 35 | 50 |  | 84159000 | GB
480254 | Solenoid valve | 051923,166250 |  | 1 | 210.70 | 28.30 | 24.30 | 10 | 189.60 | 25.50 | 21.90 |  |  |  |  | 0 | 0 | 0 | 219 |  | 90321020
480256 | Valve, expansion, TEV/CPV BBINE 4 GA B10, 1/4" x 3/8" x 5/8", R407c | 099748,087051 |  | 1 | 507.40 | 67.90 | 58.30 | 10 | 456.70 | 61.10 | 52.50 |  |  |  |  | 100 | 100 | 70 | 600 |  | 90321080
480361 | Axial fan, ø450mm, 180 W, 1*230 V, 50 Hz, 900 RPM FN045-6EI.4F.V7P1 | 556850 |  | 1 | 2829.90 | 379.00 | 324.90 | 10 | 2546.90 | 341.10 | 292.40 |  |  |  |  | 540 | 540 | 270 | 10610 |  | 84145925 | DE
480363 | Valve, solenoid valve, EVR 10, 1/2" | 166650 |  | 1 | 498.70 | 66.80 | 57.30 | 10 | 448.90 | 60.10 | 51.50 |  |  |  |  | 100 | 100 | 100 | 100 |  | 90321020
480365 | Assembly w/PEM, Cabinet left panel, PPT | 633562 |  | 1 | 825.20 | 110.50 | 94.80 | 10 | 742.70 | 99.50 | 85.30 |  |  |  |  | 350 | 410 | 750 | 2000 |  | 84159000
480370 | Valve, expansion, TEV/CPV BBINE 5 GA B10, R407c | 087151,099747 |  | 1 | 1070.60 | 143.30 | 123.00 | 10 | 963.50 | 129.00 | 110.70 |  |  |  |  | 270 | 270 | 140 | 500 |  | 90321080
480379 | Relay, Overload 17-25A | 612459 |  | 1 | 462.80 | 62.00 | 53.10 | 10 | 416.50 | 55.80 | 47.80 |  |  |  |  | 100 | 100 | 100 | 100 |  | 85364190
480380 | Evaporator coil, 4RR, 660 x 813mm (h x w) | 379504 |  | 1 | 6851.30 | 917.20 | 786.50 | 10 | 6166.20 | 825.50 | 707.90 |  |  |  |  | 670 | 210 | 860 | 17000 |  | 84189910
480381 | Water cooling coil, condenser, ø5/8" inlet/outlet, 17 kW | 099253,636851 |  | 1 | 4107.60 | 549.80 | 471.70 | 10 | 3696.80 | 494.80 | 424.50 |  |  |  |  | 600 | 200 | 400 | 25000 |  | 84159000 | CN
480382 | Scroll compressor, C-SBN261H5A 1~230 V 50 Hz exclusive of accessories | 099618,500953 |  | 1 | 4142.10 | 554.50 | 475.60 | 10 | 3727.90 | 499.00 | 428.00 |  |  |  |  | 330 | 330 | 450 | 36000 |  | 84143081
480421 | Scroll compressor, C-SBN263H8A 3~400 V 50 Hz exclusive of accessories | 500952,099611 |  | 1 | 3914.60 | 524.10 | 449.40 | 10 | 3523.10 | 471.70 | 404.50 |  |  |  |  | 240 | 240 | 455 | 36500 |  | 84143081
480449 | Cabinet right panel |  |  | 1 | 965.70 | 129.30 | 110.90 | 10 | 869.10 | 116.40 | 99.80 |  |  |  |  | 890 | 450 | 60 | 700 |  | 84159000
480451 | Thermostatic valve, expansion, TEV/CPV SVE 8 GA, 1/4 "x 3/8" x 5/8", R407c | 099751,084350 |  | 1 | 1912.90 | 256.10 | 219.60 | 10 | 1721.60 | 230.50 | 197.70 |  |  |  |  | 100 | 100 | 70 | 600 |  | 90321080
480459 | Relay, Overload 25-32A | 612550 |  | 1 | 616.30 | 82.50 | 70.80 | 10 | 554.70 | 74.30 | 63.70 |  |  |  |  | 100 | 100 | 100 | 160 |  | 85364190
480460 | Contactor, switch, 32A 3 MAIN + 1 NO AUX ( 230VAC ) | 612054 |  | 1 | 639.60 | 85.60 | 73.40 | 10 | 575.70 | 77.10 | 66.10 |  |  |  |  | 105 | 90 | 60 | 552 |  | 85362010
480462 | Capacitor, 70uF, 420V, 50/60Hz | 099605,106553,480463,500853 |  | 1 | 205.10 | 27.50 | 23.50 | 10 | 184.60 | 24.70 | 21.20 |  |  |  |  | 170 | 60 | 60 | 402 |  | 85322200 | IT
480463 | Scroll compressor, C-SBS180H15A 1~230 V 50 Hz exclusive of accessories | 500853,099605 |  | 1 | 3954.90 | 529.40 | 454.10 | 10 | 3559.40 | 476.50 | 408.70 |  |  |  |  | 330 | 330 | 450 | 39000 |  | 84143081
480464 | Water cooling coil, condenser, ø3/4" inlet/outlet, 23 kW | 099254,636852 |  | 1 | 4729.70 | 633.20 | 543.00 | 10 | 4256.80 | 569.80 | 488.70 |  |  |  |  | 600 | 200 | 400 | 28000 |  | 84159000 | CN
480466 | Front grille evaporator, PPT22 | 633763 |  | 1 | 1364.30 | 182.60 | 156.70 | 10 | 1227.90 | 164.30 | 141.00 |  |  |  |  | 900 | 900 | 100 | 2000 |  | 84159000
480468 | Pilot light amber 240V, Ø16mm | 159852 |  | 1 | 53.20 | 7.20 | 6.00 | 10 | 47.90 | 6.50 | 5.40 |  |  |  |  | 30 | 30 | 30 | 10 |  | 85429000
480481 | Relay, thermal overload, 16A, 250V, manual reset | 103253 |  | 1 | 332.50 | 44.50 | 38.20 | 10 | 299.30 | 40.10 | 34.40 |  |  |  |  | 50 | 50 | 50 | 50 |  | 85364900
480496 | Fuse, 1A,for 1/4 x 1 1/4" | 035353 |  | 1 | 21.20 | 2.90 | 2.30 | 10 | 19.10 | 2.60 | 2.10 |  |  |  |  | 5 | 55 | 55 | 5 |  | 85361010
480523 | Scroll compressor, C-SBN373H8A 3~400 V 50 Hz exclusive of accessories | 500851,099614 |  | 1 | 4249.60 | 568.90 | 487.90 | 10 | 3824.60 | 512.00 | 439.10 |  |  |  |  | 330 | 330 | 450 | 36000 |  | 84143081
480571 | Capacitor, 50µF ±5% 450 V, safety class P2 | 098494,094237,480663,522852,094238,522853,481594,093793,076350 |  | 1 | 111.40 | 14.90 | 12.80 | 10 | 100.20 | 13.40 | 11.50 |  |  |  |  | 100 | 55 | 55 | 174 |  | 85322200
480572 | Controller for defrosting, with NTC sensor | 145802 |  | 1 | 904.90 | 121.20 | 104.00 | 10 | 814.40 | 109.10 | 93.60 |  |  |  |  | 130 | 110 | 50 | 142 |  | 85371091 | GB
480602 | Base, chassis, complete, RAL 9011 | 512903 |  | 1 | 1424.60 | 190.60 | 163.80 | 10 | 1282.10 | 171.50 | 147.40 |  |  |  |  | 1100 | 600 | 400 | 8335 |  | 84159000 | UK
480612 | Air inlet grille, welded, RAL 1028 powder coated | 509750 |  | 1 | 963.00 | 128.90 | 110.60 | 10 | 866.70 | 116.00 | 99.50 |  |  |  |  | 450 | 340 | 50 | 2000 |  | 84159000
480615 | Air discharge grille, welded, RAL 1028 powder coated |  |  | 1 | 1011.50 | 135.40 | 116.20 | 10 | 910.40 | 121.90 | 104.60 |  |  |  |  | 450 | 335 | 50 | 2937 |  | 84159000
480620 | Lifting bracket | 365450 |  | 1 | 692.20 | 92.80 | 79.50 | 10 | 623.00 | 83.50 | 71.50 |  |  |  |  | 220 | 100 | 535 | 1000 |  | 73229000
480622 | Lock, locking ring, black | 365550 |  | 1 | 230.90 | 31.00 | 26.60 | 10 | 207.80 | 27.90 | 23.90 |  |  |  |  | 65 | 65 | 1 | 1 |  | 73072980
480626 | Heat gasket, for suction acc | 513051 |  | 1 | 97.90 | 13.40 | 11.40 | 10 | 88.10 | 12.10 | 10.30 |  |  |  |  | 272 | 262 | 60 | 100 |  | 39199000
480627 | Spring clip | 099776,370950 |  | 1 | 18.70 | 2.50 | 2.20 | 10 | 16.80 | 2.30 | 2.00 |  |  |  |  | 1 | 1 | 1 | 1 |  | 76090000
480628 | Blind plug, ø1/2", black | 369350 |  | 1 | 24.90 | 3.40 | 2.90 | 10 | 22.40 | 3.10 | 2.60 |  |  |  |  | 100 | 100 | 150 | 30 |  | 39269097
480629 | Saddle foot, 20-22mm, black | 370650 |  | 1 | 3.70 | 0.50 | 0.40 | 10 | 3.30 | 0.50 | 0.40 |  |  |  |  | 100 | 100 | 100 | 60 |  | 73229000
480630 | Saddle foot, black for ø24-26mm | 370651 |  | 1 | 4.60 | 0.60 | 0.40 | 10 | 4.10 | 0.50 | 0.40 |  |  |  |  | 100 | 100 | 100 | 80 |  | 73229000
480631 | Wheels, ø325mm, black | 370450,099775 |  | 1 | 366.10 | 49.00 | 42.00 | 10 | 329.50 | 44.10 | 37.80 |  |  |  |  | 32 | 7 | 7 | 100 |  | 86071910
480634 | Blind plug, black, for hole ø51mm | 297250 |  | 1 | 9.00 | 1.30 | 1.10 | 10 | 8.10 | 1.20 | 1.00 |  |  |  |  | 60 | 60 | 50 | 30 |  | 39269097
480639 | Cable entry, nut, M20, black, nylon | 152150 |  | 1 | 8.80 | 1.20 | 1.20 | 10 | 7.90 | 1.10 | 1.10 |  |  |  |  | 1 | 5 | 1 | 1 |  | 84159000
480652 | Lock nut, M12, HEX19/21,1x12mm, with polyamide ring, FZB | 307150 |  | 1 | 1.60 | 0.20 | 0.20 | 10 | 1.40 | 0.20 | 0.20 |  |  |  |  | 3 | 3 | 3 | 10 |  | 73181650
480660 | Spacer, bushing ø11 x 42mm (480616,481594) | 098448,094237,522852,480616,094238,481594,093793,520851,522853 |  | 1 | 1.50 | 0.20 | 0.20 | 10 | 1.40 | 0.20 | 0.20 |  |  |  |  | 100 | 100 | 70 | 9 |  | 39269097
480736 | Rotary compressor, QXC-19K | 522752,094235,093795 |  | 1 | 1376.80 | 184.30 | 158.10 | 10 | 1239.10 | 165.90 | 142.30 | 50 | 1419.90 | 190.10 | 213.40 | 250 | 185 | 320 | 12500 |  | 84143020
480737 | Electronic transformer, 1.5 kVA, primary 110 V, secondary 230 V | 431250 |  | 1 | 1418.30 | 189.90 | 162.80 | 10 | 1276.40 | 170.90 | 146.50 |  |  |  |  | 700 | 170 | 80 | 5800 |  | 85043129
480738 | Axial fan, motor 34 W, 240 V/50 Hz | 313650 |  | 1 | 704.30 | 94.30 | 80.90 | 10 | 633.80 | 84.90 | 72.80 |  |  |  |  | 100 | 100 | 135 | 2160 |  | 84145925 | HU
480739 | Axial fan, fan blade, 266mm | 313752 |  | 1 | 250.60 | 33.50 | 28.80 | 10 | 225.50 | 30.20 | 25.90 |  |  |  |  | 260 | 260 | 60 | 180 |  | 84145925 | GB
480756 | Contactor, switch, Rotary isolator switch | 232153 |  | 1 | 474.30 | 63.50 | 54.50 | 10 | 426.90 | 57.10 | 49.00 |  |  |  |  | 120 | 70 | 65 | 110 |  | 85365080
480761 | Capacitor, 30µF | 094825,094821,094235,522752,480736,481023,094236,519352,099608,481305,489251,099607,489250,251650,481194,093795 |  | 1 | 43.90 | 5.80 | 5.00 | 10 | 39.50 | 5.20 | 4.50 |  |  |  |  | 100 | 55 | 55 | 174 |  | 85322200
480830 | Recessed handle, black polypropylene | 099778,314650 |  | 1 | 53.20 | 7.20 | 6.00 | 10 | 47.90 | 6.50 | 5.40 |  |  |  |  | 100 | 100 | 100 | 150 |  | 39269097 | CN
480838 | Steel tubes, handle | 364151 |  | 1 | 694.20 | 93.00 | 79.70 | 10 | 624.80 | 83.70 | 71.70 |  |  |  |  | 450 | 500 | 100 | 200 |  | 73269098
480853 | Vibration damper, h: 37mm | 094825,094823,093795,094235,522752,481023,480736,519352,094236,622950 |  | 1 | 8.80 | 1.20 | 1.00 | 10 | 7.90 | 1.10 | 0.90 |  |  |  |  | 90 | 70 | 2 | 4 |  | 40169300
480854 | Thermal motor guard | 094825,094823,522752,094235,480736,099617,622951,622951,093795 |  | 1 | 32.00 | 4.30 | 3.70 | 10 | 28.80 | 3.80 | 3.30 |  |  |  |  | 70 | 27 | 30 | 12 |  | 84149000
480855 | Gasket, compressor | 094825,094823,094235,522752,094233,480969,094236,519352,542350,480736,481066,353353,622952,481023,093795,094234 |  | 1 | 8.80 | 1.20 | 1.00 | 10 | 7.90 | 1.10 | 0.90 |  |  |  |  | 40 | 50 | 1 | 1 |  | 84149000
480856 | Terminal cover | 094825,094823,094235,094233,480856,480969,481023,519352,094236,542350,522752,622953,094234,481066,353353,093795 |  | 1 | 10.20 | 1.50 | 1.20 | 10 | 9.20 | 1.40 | 1.10 |  |  |  |  | 82 | 50 | 40 | 30 |  | 84149000
480899 | Reciprocating compressor, ML80TB R404(7)C exclusive of accessories | 099612,423752,480899 |  | 1 | 2026.50 | 271.30 | 232.70 | 10 | 1823.90 | 244.20 | 209.40 |  |  |  |  | 335 | 220 | 285 | 9840 |  | 84143081
480900 | Combi coil, complete |  |  | 1 | 2236.60 | 299.50 | 256.80 | 10 | 2012.90 | 269.60 | 231.10 |  |  |  |  | 330 | 280 | 238 | 2924 |  | 84159000
480905 | Assembly, Motor and blade | 424301 |  | 1 | 286.20 | 38.40 | 32.90 | 10 | 257.60 | 34.60 | 29.60 |  |  |  |  | 300 | 300 | 300 | 3000 |  | 84159000 | DE
480906 | Solenoid valve, 1/4" | 099753,146151 |  | 1 | 168.30 | 22.50 | 19.30 | 10 | 151.50 | 20.30 | 17.40 |  |  |  |  | 100 | 100 | 70 | 150 |  | 90321020
480908 | Wheels, swivel castors, 50 x 20mm, solid rubber | 314351,099584 |  | 1 | 68.00 | 9.10 | 7.80 | 10 | 61.20 | 8.20 | 7.00 |  |  |  |  | 100 | 100 | 100 | 250 |  | 86071910
480921 | Magnet coil, 230 V, 50/60 Hz | 146250 |  | 1 | 186.00 | 24.90 | 21.20 | 10 | 167.40 | 22.40 | 19.10 |  |  |  |  | 150 | 150 | 100 | 140
480925 | Contactor, switch, Single pole | 424250 |  | 1 | 39.20 | 5.20 | 4.60 | 10 | 35.30 | 4.70 | 4.10 |  |  |  |  | 370 | 163 | 4 | 90 |  | 85362010 | IT
480926 | Contactor, switch, Rocker 1Pole, 10A, 250vac | 188950 |  | 1 | 36.60 | 4.90 | 4.20 | 10 | 32.90 | 4.40 | 3.80 |  |  |  |  | 30 | 35 | 14 | 6 |  | 85362010
480938 | Toroidal transformer, 110/240 V, ø110 x 55mm | 353651 |  | 1 | 1154.90 | 154.50 | 132.50 | 10 | 1039.40 | 139.10 | 119.30 |  |  |  |  | 150 | 150 | 100 | 500 |  | 85043180
480981 | Round spacer, Spacer tube, Ø10mm, 27mm | 480952,094233,542350,094234,481066,353353,520850 |  | 1 | 2.30 | 0.30 | 0.30 | 10 | 2.10 | 0.30 | 0.30 |  |  |  |  | 100 | 100 | 70 | 50 |  | 39269097
481006 | Round spacer, bushing ø10 x 40mm | 094825,094823,094235,522752,480736,519352,094236,481023,520855,093795 |  | 1 | 13.80 | 2.00 | 1.70 | 10 | 12.40 | 1.80 | 1.50 |  |  |  |  | 100 | 100 | 70 | 50 |  | 39269097
481015 | Drip tray with draining connection, black | 364401 |  | 1 | 600.10 | 80.30 | 68.90 | 10 | 540.10 | 72.30 | 62.00 |  |  |  |  | 450 | 50 | 170 | 1000 |  | 84159000
481023 | Rotary compressor | 094825,094236,519352 |  | 1 | 1728.80 | 231.50 | 198.50 | 10 | 1555.90 | 208.40 | 178.70 |  |  |  |  | 200 | 200 | 340 | 14560 | For a complete compressor these parts are needed. | 84143020
481024 | Fan blade, ø12", 3 blades | 313751 |  | 1 | 402.30 | 53.90 | 46.20 | 10 | 362.10 | 48.50 | 41.60 |  |  |  |  | 220 | 220 | 100 | 50 |  | 84149000 | GB
481061 | Combi coil, complete | 352103 |  | 1 | 3257.30 | 436.10 | 374.00 | 10 | 2931.60 | 392.50 | 336.60 |  |  |  |  | 345 | 280 | 345 | 5826 |  | 84159000
481062 | Capacitor, 25uF, +/-5%, Safety class P2 | 020050,094234,481066,353353 |  | 1 | 98.00 | 13.10 | 11.30 | 10 | 88.20 | 11.80 | 10.10 |  |  |  |  | 100 | 100 | 70 | 150 |  | 85322200
481066 | Rotary compressor, 230 V, 50 Hz, R407C, QXC 13 exclusive of accessories | 094234,353353 |  | 1 | 1414.00 | 189.30 | 162.30 | 10 | 1272.60 | 170.40 | 146.10 |  |  |  |  | 160 | 160 | 310 | 10782 |  | 84143020
481069 | Electric motor, for fan, 230 V AC, 50 Hz, 18 W | 313651 |  | 1 | 543.30 | 72.70 | 62.40 | 10 | 488.90 | 65.50 | 56.10 |  |  |  |  | 59 | 93 | 44 | 1590 |  | 85011093 | CN
481077 | Fan blade, ø10", 5 blades | 313750 |  | 1 | 58.30 | 7.70 | 6.60 | 10 | 52.50 | 6.90 | 5.90 |  |  |  |  | 220 | 220 | 100 | 34 |  | 84149000 | IT
481079 | Vibration absorber, H: 26 mm | 542350,480969,094233,094234,353353,622958,481066 |  | 1 | 1.20 | 0.30 | 0.30 | 10 | 1.10 | 0.30 | 0.30 |  |  |  |  | 100 | 100 | 100 | 150 |  | 40169300
481091 | Toroidal transformer, 240-120 V | 353650 |  | 1 | 1098.80 | 147.10 | 126.10 | 10 | 988.90 | 132.40 | 113.50 |  |  |  |  | 230 | 230 | 105 | 3900 |  | 85043129
481113 | Fittings, Wall bracket | 457750 |  | 1 | 141.40 | 19.00 | 16.20 | 10 | 127.30 | 17.10 | 14.60 |  |  |  |  | 800 | 55 | 35 | 778 |  | 73269098
481117 | Drip tray | 457501 |  | 1 | 397.30 | 53.10 | 45.80 | 10 | 357.60 | 47.80 | 41.20 |  |  |  |  | 360 | 150 | 33 | 200 |  | 39269097 | GB
481118 | Sheet filter, 350 x 288mm, black nylon | 264652 |  | 1 | 209.40 | 28.00 | 24.00 | 10 | 188.40 | 25.20 | 21.60 | 50 | 143.40 | 19.20 | 16.40 | 350 | 288 | 2 | 100 |  | 84219990 | PL
481119 | Lamp, Red, 240V, hole size ø12,7mm | 159850 |  | 1 | 48.70 | 6.60 | 5.70 | 10 | 43.80 | 5.90 | 5.10 |  |  |  |  | 1 | 1 | 1 | 3 |  | 94054039
481126 | Control knob bar range | 041450 |  | 1 | 116.00 | 15.50 | 13.10 | 10 | 104.40 | 14.00 | 11.80 |  |  |  |  | 40 | 40 | 15 | 14 |  | 84159000
481148 | Switch, toggle switch, 250 V AC, 16 A, matt black | 098462,387150 |  | 1 | 55.50 | 7.50 | 6.40 | 10 | 50.00 | 6.80 | 5.80 |  |  |  |  | 110 | 90 | 60 | 150 |  | 85362010
481168 | Wallmount bracket | 492450 |  | 1 | 170.40 | 23.00 | 19.60 | 10 | 153.40 | 20.70 | 17.60 |  |  |  |  | 760 | 700 | 20 | 846 |  | 73269098 | DK
481175 | Capacitor, Run capicitor, 7uF | 504250 |  | 1 | 111.10 | 14.80 | 12.60 | 10 | 100.00 | 13.30 | 11.30 |  |  |  |  | 70 | 34 | 34 | 62 |  | 85322200 | RO
481184 | Sensor, temperature, NTC, TJC3-2A, 1m wire | 698350,098497 |  | 1 | 54.70 | 7.50 | 6.40 | 10 | 49.20 | 6.80 | 5.80 |  |  |  |  | 150 | 100 | 50 | 150 |  | 84159000
481188 | Right side, white plastic | 487451 |  | 1 | 1108.90 | 148.40 | 127.30 | 10 | 998.00 | 133.60 | 114.60 |  |  |  |  | 950 | 260 | 100 | 300 |  | 39269097 | GB
481193 | Combi coil, complete | 484901 |  | 1 | 4316.30 | 578.00 | 495.70 | 10 | 3884.70 | 520.20 | 446.10 |  |  |  |  | 780 | 450 | 235 | 8000 |  | 84159000
481194 | Rotary compressor, Hitachi, ZS408451 exclusive of accessories | 489250,099607 |  | 1 | 6053.60 | 810.40 | 695.00 | 10 | 5448.20 | 729.30 | 625.50 |  |  |  |  | 450 | 170 | 145 | 12402 |  | 84143020
481195 | Radial fan, 65 W, 230 V AC, 50/60 Hz, 780 RPM, D4E146LV5518 | 489401 |  | 1 | 1467.60 | 196.50 | 168.50 | 10 | 1320.80 | 176.80 | 151.60 |  |  |  |  | 270 | 215 | 203 | 2528 |  | 84145935 | HU
481196 | Drip tray, black plastic | 487901 |  | 1 | 698.00 | 93.40 | 80.20 | 10 | 628.20 | 84.10 | 72.20 |  |  |  |  | 765 | 142 | 20 | 500 |  | 39269097 | GB
481199 | Thermostatic expansion valve, R407c, INE-0.5 | 086752 |  | 1 | 1076.20 | 144.10 | 123.60 | 10 | 968.60 | 129.70 | 111.20 |  |  |  |  | 0 | 0 | 0 | 500 |  | 90321080
481201 | Wire, Extended Humidistat Lead | 698252 |  | 1 | 83.70 | 11.10 | 9.50 | 10 | 75.30 | 10.00 | 8.60 |  |  |  |  | 220 | 220 | 100 | 200 |  | 85444991 | PL
481202 | Sensor, Humidistat Probe w/ 200mm cable | 698250 |  | 1 | 192.60 | 25.80 | 22.00 | 10 | 173.30 | 23.20 | 19.80 |  |  |  |  | 110 | 70 | 30 | 12 |  | 84159000 | CN
481203 | White plastic, adjustable foot | 492750 |  | 1 | 203.50 | 27.30 | 23.30 | 10 | 183.20 | 24.60 | 21.00 |  |  |  |  | 100 | 100 | 100 | 50 |  | 39269097
481220 | Solenoid valve, ø5/16" | 099750,146150 |  | 1 | 420.70 | 56.40 | 48.30 | 10 | 378.60 | 50.80 | 43.50 |  |  |  |  | 100 | 100 | 70 | 150 |  | 90321020
481224 | Vibration absorber, Dia 30 mm - H: 20 mm | 458450 |  | 1 | 50.10 | 6.70 | 5.70 | 10 | 45.10 | 6.00 | 5.10 |  |  |  |  | 50 | 50 | 50 | 60 |  | 40169300
481227 | Lock washer, Push nut | 279550,099987 |  | 1 | 1.00 | 0.10 | 0.10 | 10 | 0.90 | 0.10 | 0.10 |  |  |  |  | 20 | 20 | 1 | 250 |  | 73182100
481279 | Sheet filter, 780 x 430mm, black nylon | 264655 |  | 1 | 350.80 | 47.00 | 40.30 | 10 | 315.80 | 42.30 | 36.30 | 50 | 240.50 | 32.20 | 27.60 | 780 | 430 | 100 | 1300 |  | 84219990 | PL
481304 | Evaporator/condenser assembly | 099800,484902 |  | 1 | 5001.90 | 669.60 | 574.20 | 10 | 4501.70 | 602.60 | 516.80 |  |  |  |  | 1230 | 455 | 240 | 14000 |  | 84159000
481305 | Rotary compressor, ZS7516S1B 1~220/240 V 50 Hz exclusive of accessories | 099608,489251, |  | 1 | 5138.20 | 687.80 | 589.90 | 10 | 4624.40 | 619.10 | 530.90 |  |  |  |  | 450 | 170 | 140 | 12845 |  | 84143020
481306 | Radial fan, 230 V, 50 Hz, 750 RPM, K4E146AB6916 | 489402 |  | 1 | 1633.60 | 218.70 | 187.60 | 10 | 1470.20 | 196.80 | 168.80 |  |  |  |  | 678 | 220 | 202 | 3960 |  | 84145935 | DE
481309 | Thermostatic expansion valve, R407c, INE-1 | 099754,086753 |  | 1 | 1076.20 | 144.10 | 123.60 | 10 | 968.60 | 129.70 | 111.20 |  |  |  |  | 270 | 270 | 140 | 1000 |  | 90321080
481319 | Assembly, Cover |  |  | 1 | 4254.70 | 569.60 | 488.50 | 10 | 3829.20 | 512.60 | 439.60 |  |  |  |  | 1300 | 500 | 800 | 5000 |  | 84159000
481331 | Coil assembly, L.P.H.W, DH66 | 489902 |  | 1 | 5578.30 | 746.80 | 640.50 | 10 | 5020.50 | 672.10 | 576.50 |  |  |  |  | 1200 | 450 | 120 | 10000 |  | 84159000
481339 | Panel filter, 1240 x 430mm, black nylon | 264656 |  | 1 | 495.80 | 66.40 | 56.90 | 10 | 396.70 | 53.10 | 45.60 | 50 | 322.20 | 43.10 | 37.00 | 1235 | 430 | 2 | 298 |  | 70195200 | PL
481351 | Axial fan, 230 V, 1 PH, 50 Hz | 098503,382851 |  | 1 | 1197.80 | 160.40 | 137.50 | 10 | 1078.00 | 144.30 | 123.80 |  |  |  |  | 0 | 0 | 0 | 2770 |  | 84145925 | GB
481358 | Handle, Hex22 | 098639,382750 |  | 1 | 112.50 | 15.30 | 12.80 | 10 | 89.90 | 12.10 | 10.30 |  |  |  |  | 220 | 130 | 50 | 100 |  | 66039010
481359 | Vibration damper, self-adhesive foot, grey | 098508,209550 |  | 1 | 13.10 | 1.70 | 1.50 | 10 | 10.50 | 1.40 | 1.20 |  |  |  |  | 150 | 100 | 50 | 100 |  | 40169300
481364 | Fitting for copper tubes, coupling, female, Q/D x 1/2" BSP | 098501,288253 |  | 1 | 596.60 | 80.30 | 68.90 | 10 | 537.00 | 72.30 | 62.00 |  |  |  |  | 0 | 0 | 0 | 230 |  | 74122000
481367 | Suspension chain | 098505,387901,099774 |  | 1 | 90.00 | 12.00 | 10.30 | 10 | 81.00 | 10.80 | 9.30 |  |  |  |  | 150 | 100 | 10 | 500 |  | 84159000
481368 | Run capacitor, HEX fan, 2.5uf |  |  | 1 | 57.30 | 7.70 | 6.60 | 10 | 51.50 | 6.90 | 6.00 |  |  |  |  | 75 | 35 | 35 | 64 |  | 85322200 | IT
481371 | Transparent PVC hose, 6mm x 9mm, | 083950,099654,099781,083950,099782,083950,099785,083950 |  | 1 | 10.30 | 1.50 | 1.20 | 10 | 8.30 | 1.20 | 1.00 |  |  |  |  | 300 | 300 | 100 | 10 |  | 39173200
481372 | Plastic insert for 1/4" plastic tube | 295250,099654,099586 |  | 1 | 8.80 | 1.20 | 1.10 | 10 | 7.10 | 1.00 | 0.80 |  |  |  |  | 100 | 10 | 10 | 10 |  | 39269097
481376 | Plast washer | 050352,065398 |  | 1 | 50.90 | 7.00 | 5.80 | 10 | 45.80 | 6.30 | 5.20 |  |  |  |  | 30 | 30 | 1 | 1 |  | 39269097
481377 | Fitting for copper tubes, coupling, male, Q/D x 1/2" BSP | 098501,288252 |  | 1 | 490.60 | 66.00 | 56.60 | 10 | 441.50 | 59.40 | 51.00 |  |  |  |  | 100 | 100 | 50 | 100 |  | 74122000
481385 | Fitting for copper tubes, Q/D, female, 1/2" BSPF | 098501,288251 |  | 1 | 265.60 | 35.60 | 30.50 | 10 | 239.00 | 32.00 | 27.40 |  |  |  |  | 100 | 100 | 50 | 100 |  | 74122000
481390 | Assembly, Front Cover DH75/110 |  |  | 1 | 4373.60 | 585.50 | 502.10 | 10 | 3936.30 | 526.90 | 451.90 |  |  |  |  | 0 | 0 | 0 | 1500 |  | 84159000
481403 | Cover, DH75/110 | 393250 |  | 1 | 460.80 | 61.70 | 52.90 | 10 | 414.70 | 55.50 | 47.60 |  |  |  |  | 260 | 59 | 50 | 300 |  | 39269097 | GB
481423 | Radial fan, 73 W, 230 V, 50 Hz | 378201,099756 |  | 1 | 3443.50 | 461.20 | 395.30 | 10 | 3099.20 | 415.10 | 355.80 |  |  |  |  | 715 | 235 | 210 | 8990 |  | 84145935 | GB
481426 | Plastic drip tray, DH75/110 | 099615,389101 |  | 1 | 425.60 | 57.20 | 49.00 | 10 | 383.00 | 51.50 | 44.10 |  |  |  |  | 1025 | 190 | 40 | 282 |  | 39269097
481439 | Thermostatic expansion valve, (INE-2-GA) | 099742,481436,086851,086851 |  | 1 | 1076.20 | 144.10 | 123.60 | 10 | 968.60 | 129.70 | 111.20 |  |  |  |  | 100 | 100 | 100 | 500 |  | 90321089
481445 | Panel filter, 20 PPI, black nylon | 392350 |  | 1 | 368.30 | 49.30 | 42.30 | 10 | 331.40 | 44.40 | 38.10 | 50 | 251.80 | 33.70 | 28.90 | 910 | 325 | 2 | 214 |  | 70195200 | PL
481488 | Capacitor, Run capacitor, 10µF ±5% 450V 50/60Hz | 033151 |  | 1 | 67.00 | 9.00 | 7.70 | 10 | 60.30 | 8.10 | 6.90 |  |  |  |  | 100 | 40 | 40 | 50 |  | 85322200 | RO
481489 | Capacitor, Run capacitor, 11µF±5% 450V 50/60Hz | 033152 |  | 1 | 58.20 | 7.80 | 6.70 | 10 | 52.30 | 7.00 | 6.00 |  |  |  |  | 150 | 60 | 60 | 80 |  | 85322200 | IT
481493 | Capacitor, Run capacitor, 4µF±10% 450V 50/60Hz | 033151 |  | 1 | 126.00 | 16.90 | 14.50 | 10 | 113.40 | 15.20 | 13.00 |  |  |  |  | 80 | 35 | 35 | 62 |  | 90321080 | RO
481495 | Lamp, red | 700351 |  | 1 | 52.50 | 7.20 | 6.10 | 10 | 47.30 | 6.50 | 5.50 |  |  |  |  | 20 | 20 | 20 | 40 |  | 84159000
481524 | Supply air grille, TTW DH75/110 | 381852 |  | 1 | 2074.70 | 277.70 | 238.20 | 10 | 1867.30 | 250.00 | 214.40 |  |  |  |  | 1050 | 50 | 400 | 2100 |  | 84159000
481525 | Air discharge grille, TTW DH75/110 | 381853 |  | 1 | 601.30 | 80.60 | 69.10 | 10 | 541.20 | 72.50 | 62.20 |  |  |  |  | 950 | 200 | 50 | 900 |  | 84159000
481531 | Water heating coil, LPHW, DH75/110 | 398501 |  | 1 | 3371.40 | 451.30 | 386.90 | 10 | 3034.30 | 406.20 | 348.20 |  |  |  |  | 955 | 270 | 170 | 3560 |  | 84159000
481546 | Thermostat, Room Thermostat (10-30°C) Wall mounted | 385251 |  | 1 | 444.40 | 59.50 | 51.00 | 10 | 400.00 | 53.50 | 45.90 |  |  |  |  | 85 | 85 | 42 | 124 |  | 90321080
481552 | Reciprocating compressor, H79B22UABHA, 1~230 V, 50 Hz, Bristol exclusive of accessories | 099616,286252 |  | 1 | 3721.20 | 498.20 | 427.20 | 10 | 3349.10 | 448.30 | 384.50 |  |  |  |  | 246 | 200 | 356 | 28800 |  | 84143081
481554 | Capacitor, Run capacitor, 35µF±5% 400V 50/60Hz | 099616,481552,286252,022550 |  | 1 | 175.30 | 23.50 | 20.10 | 10 | 157.80 | 21.10 | 18.10 |  |  |  |  | 190 | 100 | 70 | 55 |  | 85322200 | IT
481555 | Capacitor, Run capacitor, 12µF±5% 450V 50/60Hz | 033153 |  | 1 | 79.80 | 10.70 | 9.20 | 10 | 71.80 | 9.60 | 8.20 |  |  |  |  | 150 | 100 | 100 | 50 |  | 85322200 | IT
481567 | Reciprocating compressor, H79B22UDBVA, 3~400 V, 50 Hz, Bristol exclusive of accessories | 099610,481567,132856 |  | 1 | 5108.90 | 683.90 | 586.60 | 10 | 4598.00 | 615.50 | 527.90 |  |  |  |  | 250 | 230 | 330 | 27000 |  | 84143081
481570 | Relay, Contactor, 12A, 230V, 50/60Hz | 392550 |  | 1 | 514.90 | 68.90 | 59.10 | 10 | 463.40 | 62.00 | 53.20 |  |  |  |  | 58 | 45 | 57 | 180 |  | 85364900
481594 | Rotary compressor, QXC-33K 1~N 230 V 50 Hz, R407c, exclusive of accessories | 098448,094238,522853 |  | 1 | 2215.10 | 296.50 | 254.30 | 10 | 1993.60 | 266.90 | 228.90 |  |  |  |  | 250 | 200 | 355 | 17856 | For a complete compressor these parts are needed. 3x 093832, 1x 480571, 3x 480660, 1x 093828, 1x 093830, 1x 555552, 1x 555553. | 84143020 | CN
481595 | Evaporator coil, including dry filter | 275701 |  | 1 | 3614.60 | 483.90 | 415.00 | 10 | 3253.10 | 435.50 | 373.50 |  |  |  |  | 800 | 200 | 400 | 12000 |  | 84189910
481597 | Water cooling coil, plate-type heat exchanger | 098449,418961 |  | 1 | 2930.60 | 392.30 | 336.60 | 10 | 2637.50 | 353.10 | 302.90 |  |  |  |  | 0 | 0 | 0 | 2892 |  | 84159000 | SE
481599 | Water container | 098789,382952 |  | 1 | 788.20 | 105.70 | 90.50 | 10 | 709.40 | 95.10 | 81.50 |  |  |  |  | 230 | 230 | 230 | 300 |  | 39269097
481601 | Wheels, white, nylon | 314350,099773 |  | 1 | 80.50 | 10.80 | 9.20 | 10 | 72.50 | 9.70 | 8.30 |  |  |  |  | 23 | 48 | 68 | 150 |  | 86071910
481603 | Fitting for copper tubes, plug-in nipple, 1/2" male | 098501,288250 |  | 1 | 260.70 | 35.00 | 30.10 | 10 | 234.60 | 31.50 | 27.10 |  |  |  |  | 10 | 5 | 10 | 200 |  | 74122000
481604 | Drip tray, black ABS | 357001 |  | 1 | 526.80 | 70.50 | 60.50 | 10 | 474.10 | 63.50 | 54.40 |  |  |  |  | 790 | 160 | 30 | 600 |  | 39269097
481607 | Plastic cover for lock, blue, for 3/8" hose | 098492,099654,294750 |  | 1 | 31.50 | 4.30 | 3.80 | 10 | 28.40 | 3.90 | 3.40 |  |  |  |  | 20 | 20 | 10 | 1 |  | 39174000
481650 | Sheet filter, 368 x 743 x 3mm, steel frame | 098446,723250 |  | 1 | 244.80 | 32.80 | 28.10 | 10 | 220.30 | 29.50 | 25.30 |  |  |  |  | 368 | 743 | 30 | 1700 |  | 56031410 | PL
481651 | Magnet, ø10mm x h2.5mm | 098446,528852 |  | 1 | 30.30 | 4.10 | 3.50 | 10 | 27.30 | 3.70 | 3.20 |  |  |  |  | 10 | 10 | 10 | 1 |  | 85051100
481670 | Valve, solenoid valve, ø3/8", N/O | 098461,166251 |  | 1 | 618.80 | 82.80 | 71.00 | 10 | 556.90 | 74.60 | 63.90 |  |  |  |  | 100 | 100 | 70 | 250 |  | 84811019
481690 | Plug, Socket, Chassis mouned, 10A 250V IP68 | 383050 |  | 1 | 289.90 | 38.70 | 33.10 | 10 | 260.90 | 34.80 | 29.80 |  |  |  |  | 29 | 29 | 14 | 80 |  | 85369010
481691 | Plastic fitting for condensate drain, fits flexible 3/8" plastic hose | 294650 |  | 1 | 69.50 | 9.30 | 8.00 | 10 | 62.60 | 8.40 | 7.20 |  |  |  |  | 50 | 50 | 50 | 50 |  | 39174000
481718 | Switch, toggle switch, 3-pole | 098462,316750 |  | 1 | 44.90 | 6.00 | 5.10 | 10 | 40.40 | 5.40 | 4.60 |  |  |  |  | 42 | 30 | 30 | 150 |  | 85365080
481720 | Potentiometer PCB | 098495,723451 |  | 1 | 133.30 | 17.80 | 15.50 | 10 | 120.00 | 16.00 | 14.00 |  |  |  |  | 20 | 10 | 1 | 500 |  | 85429000 | CN
481737 | Nylon push-in screw | 094583,698851 |  | 1 | 31.50 | 4.10 | 3.50 | 10 | 15.80 | 2.00 | 1.70 |  |  |  |  | 11 | 9 | 9 | 5 |  | 39269097
481739 | Radial fan, 200-240 V, 50/60 Hz, 170 W | 098455,690156 |  | 1 | 2521.50 | 337.60 | 289.50 | 10 | 2269.40 | 303.80 | 260.50 |  |  |  |  | 252 | 252 | 125 | 2000 |  | 84145935 | TH
481751 | Spacer, ø25 x 1 x l 220mm | 098498,382351 |  | 1 | 137.30 | 18.40 | 15.80 | 10 | 123.60 | 16.60 | 14.20 |  |  |  |  | 0 | 0 | 0 | 130 |  | 39269097
481752 | Axial fan, 1.05 A, 0.14 kW, 1870 RPM | 098503,724650 |  | 1 | 2887.20 | 386.50 | 331.50 | 10 | 2598.40 | 347.80 | 298.30 |  |  |  |  | 377 | 337 | 113 | 1500 |  | 84145925 | TH
481763 | Radial fan, IP20 motor, 1550 RPM max, variable speed, 230 V, 50 Hz, 1ø 250 W, supply current 1.7 A | 378205 |  | 1 | 3849.20 | 515.30 | 441.90 | 10 | 3464.30 | 463.80 | 397.70 |  |  |  |  | 715 | 230 | 210 | 9400 |  | 84145935 | GB
481765 | Hose connector, plastic | 099654,385850 |  | 1 | 50.90 | 6.80 | 5.80 | 10 | 40.90 | 5.50 | 4.70 |  |  |  |  | 100 | 300 | 2 | 10 |  | 39174000
481770 | Control board, Pump controller (62-00-561) W1 | 357350 |  | 1 | 1147.50 | 153.60 | 131.70 | 10 | 1032.80 | 138.30 | 118.60 |  |  |  |  | 92 | 60 | 55 | 84
481771 | Relay, 2 Pole, 20A, 230VAC, 50/60Hz | 154650 |  | 1 | 364.00 | 48.70 | 41.80 | 10 | 327.60 | 43.90 | 37.60 |  |  |  |  | 50 | 50 | 50 | 90 |  | 85364900 | IT
481772 | Timer, 6s-6m, 230V |  |  | 1 | 85.50 | 11.40 | 9.80 | 10 | 77.00 | 10.30 | 8.80 |  |  |  |  | 50 | 50 | 50 | 100 |  | 85389091 | CN
481773 | Thermostat, Digital, with PTC sensor | 449801 |  | 1 | 899.30 | 120.40 | 103.20 | 10 | 809.30 | 108.30 | 92.90 |  |  |  |  | 70 | 75 | 33 | 100 |  | 90321080 | GB
481774 | Lamp, clear, Ø16, 240VAC | 159851 |  | 1 | 53.00 | 7.20 | 6.00 | 10 | 47.70 | 6.50 | 5.40 |  |  |  |  | 35 | 16 | 16 | 10 |  | 85392998
481775 | Lamp, GREEN, Ø16, 240VAC | 159853 |  | 1 | 59.00 | 7.90 | 6.80 | 10 | 53.10 | 7.10 | 6.10 |  |  |  |  | 30 | 30 | 30 | 10 |  | 85392998
481793 | Glycol container | 382950 |  | 1 | 1544.30 | 206.70 | 177.30 | 10 | 1389.90 | 186.00 | 159.60 |  |  |  |  | 0 | 0 | 0 | 741 |  | 39269097
481799 | Handle, grey | 099777,314652 |  | 1 | 48.10 | 6.60 | 5.40 | 10 | 43.30 | 5.90 | 4.90 |  |  |  |  | 100 | 100 | 100 | 150 |  | 39269097
481843 | Top front cover | 592401 |  | 1 | 882.80 | 118.20 | 101.30 | 10 | 794.50 | 106.40 | 91.20 |  |  |  |  | 750 | 600 | 58 | 2000 |  | 84159000
481844 | Lower front panel PAC22 | 286853 |  | 1 | 830.50 | 111.20 | 95.40 | 10 | 747.50 | 100.10 | 85.90 |  |  |  |  | 742 | 510 | 30 | 1500 |  | 84159000
481849 | Sheet filter, PPI | 384701 |  | 1 | 329.00 | 44.10 | 37.70 | 10 | 263.20 | 35.20 | 30.20 | 50 | 213.90 | 28.60 | 24.60 | 390 | 290 | 95 | 1042 |  | 84219990 | PL
481866 | Sensor, float switch with 1.5m cable | 098792,294350 |  | 1 | 747.30 | 100.20 | 85.90 | 10 | 672.60 | 90.20 | 77.30 |  |  |  |  | 10 | 10 | 10 | 50 |  | 84159000 | DK
481867 | Water filter | 306050 |  | 1 | 25.10 | 2.30 | 2.90 | 10 | 20.10 | 2.70 | 2.30 | 50 | 16.30 | 2.20 | 1.90 | 100 | 55 | 55 | 4 |  | 84219990
481871 | Electric motor, RG5000 pump | 481871,271304 |  | 1 | 4180.20 | 559.60 | 479.90 | 10 | 3762.20 | 503.60 | 431.90 |  |  |  |  | 1000 | 100 | 70 | 5600 |  | 85011093
481873 | Holder, For pump | 270251 |  | 1 | 43.10 | 5.80 | 5.00 | 10 | 38.80 | 5.20 | 4.50 |  |  |  |  | 31 | 100 | 15 | 43 |  | 73269098
481878 | Condensate pump, 230 V 50/60 Hz, 11 l/hour | 294454,099739,481878 |  | 1 | 1574.90 | 210.80 | 180.80 | 10 | 1417.40 | 189.70 | 162.70 |  |  |  |  | 300 | 300 | 300 | 1600 |  | 84135080
481883 | Vibration absorber, Rubber foot | 271350 |  | 1 | 7.40 | 1.00 | 0.80 | 10 | 6.70 | 0.90 | 0.70 |  |  |  |  | 50 | 50 | 50 | 60 |  | 40169300
481887 | Side panel, left | 592301 |  | 1 | 1639.30 | 219.40 | 188.30 | 10 | 1475.40 | 197.50 | 169.50 |  |  |  |  | 1218 | 380 | 55 | 5585 |  | 84159000
481965 | Cover DH30/33 | 099827,144152,099190,464350 |  | 1 | 77.30 | 10.30 | 8.90 | 10 | 69.60 | 9.30 | 8.00 |  |  |  |  | 137 | 100 | 70 | 500 |  | 39269097
481982 | Shielding support, white | 139550 |  | 1 | 193.50 | 25.80 | 22.00 | 10 | 174.20 | 23.20 | 19.80 |  |  |  |  | 138 | 25 | 5 | 30 |  | 84159000
481985 | Combi coil, evaporator and condenser | 140454 |  | 1 | 3556.30 | 475.90 | 408.40 | 10 | 3200.70 | 428.30 | 367.60 |  |  |  |  | 725 | 700 | 235 | 7816 |  | 84159000
481987 | Radial fan, 1070 RPM 230 V 50/60 Hz | 101450 |  | 1 | 913.50 | 122.20 | 104.90 | 10 | 822.20 | 110.00 | 94.40 |  |  |  |  | 270 | 240 | 210 | 3476 |  | 84145935 | CN
481989 | Drip tray, DH30 | 139050 |  | 1 | 369.40 | 49.50 | 42.40 | 10 | 332.50 | 44.60 | 38.20 |  |  |  |  | 500 | 150 | 50 | 700 |  | 39269097
481990 | Drip tray, compressor DH30/33 | 146951 |  | 1 | 188.70 | 25.20 | 21.70 | 10 | 169.80 | 22.70 | 19.50 |  |  |  |  | 226 | 165 | 25 | 70 |  | 39269097
481998 | Heating element, 2 kW, 240 V, DH30/50AP | 099640,481998,362850 |  | 1 | 815.00 | 109.70 | 94.10 | 10 | 733.50 | 98.70 | 84.70 |  |  |  |  | 300 | 100 | 100 | 652 |  | 85168080
482000 | Thermostat, cut out 60C +/- 5C | 103251 |  | 1 | 601.60 | 80.50 | 69.10 | 10 | 541.40 | 72.50 | 62.20 |  |  |  |  | 45 | 40 | 7 | 8 |  | 90321080
482001 | Thermostat, cut out 115°C | 103254 |  | 1 | 169.80 | 22.70 | 19.50 | 10 | 152.80 | 20.50 | 17.50 |  |  |  |  | 28 | 37 | 20 | 8 |  | 90321080
482003 | Bracket | 450551 |  | 1 | 160.50 | 21.50 | 18.40 | 10 | 144.50 | 19.40 | 16.60 |  |  |  |  | 750 | 65 | 20 | 400 |  | 73269098
482008 | Fittings, Wall bracket | 099964,138851 |  | 1 | 138.80 | 18.60 | 15.90 | 10 | 124.90 | 16.70 | 14.30 |  |  |  |  | 550 | 25 | 36 | 455 |  | 73269098
482018 | Shielding support, grey | 139551 |  | 1 | 197.30 | 26.40 | 22.70 | 10 | 177.60 | 23.80 | 20.40 |  |  |  |  | 137 | 100 | 24 | 500 |  | 84159000
482055 | Shielding plate |  |  | 1 | 155.90 | 20.90 | 17.90 | 10 | 140.30 | 18.80 | 16.10 |  |  |  |  | 690 | 117 | 100 | 780
482057 | Cover DH33, Moulded Plast, White |  |  | 1 | 3221.90 | 431.30 | 369.90 | 10 | 2899.70 | 388.20 | 332.90 |  |  |  |  | 800 | 500 | 500 | 6000 |  | 39269097 | GB
482058 | Air baffle, white, 50 x 3 | 264203,099987 |  | 1 | 51.10 | 7.00 | 5.80 | 10 | 46.00 | 6.30 | 5.20 |  |  |  |  | 320 | 220 | 50 | 300 |  | 39269097
482059 | Air baffle attachment | 099987,264451 |  | 1 | 2.30 | 0.30 | 0.20 | 10 | 2.10 | 0.30 | 0.20 |  |  |  |  | 0 | 0 | 0 | 100 |  | 39269097
482061 | Spring, for air baffle | 284550,099987 |  | 1 | 9.00 | 1.20 | 1.10 | 10 | 8.10 | 1.10 | 1.00 |  |  |  |  | 0 | 0 | 0 | 100 |  | 73182200
482066 | Coil assembly, evaporator, (R407C) | 140407 |  | 1 | 4112.40 | 550.50 | 472.20 | 10 | 3701.20 | 495.50 | 424.90 |  |  |  |  | 825 | 600 | 240 | 7575 |  | 84159000
482071 | M5 Air bleed valve brass |  |  | 1 | 16.70 | 2.20 | 1.90 | 10 | 15.00 | 2.00 | 1.70 |  |  |  |  | 50 | 50 | 50 | 2 |  | 84159000
482076 | Coil assembly, Evaporator coil, DH33AX (R407C) | 140408 |  | 1 | 3988.90 | 536.10 | 457.90 | 10 | 3590.00 | 482.50 | 412.10 |  |  |  |  | 460 | 500 | 450 | 8240 |  | 84159000
482103 | Air outlet, duct | 359750 |  | 1 | 1056.10 | 141.40 | 121.30 | 10 | 950.50 | 127.30 | 109.20 |  |  |  |  | 500 | 75 | 110 | 100 |  | 84159000
482104 | Air intake, duct | 359752 |  | 1 | 1074.90 | 143.80 | 123.40 | 10 | 967.40 | 129.40 | 111.10 |  |  |  |  | 510 | 110 | 110 | 5000 |  | 84159000
482106 | Outlet grille, duct |  |  | 1 | 1087.80 | 145.60 | 124.90 | 10 | 979.00 | 131.00 | 112.40 |  |  |  |  | 500 | 500 | 200 | 500 |  | 84159000 | GB
482125 | Thermostat, Preset, breake at -2°C sealed with blue paint, cable length 1.5m |  |  | 1 | 72.50 | 9.70 | 8.30 | 10 | 65.30 | 8.70 | 7.50 |  |  |  |  | 120 | 120 | 120 | 200 |  | 90321089
482158 | Pressure sensitive switch, HP, BREAKS 400±5 PSIG | 099752,062553 |  | 1 | 547.70 | 73.30 | 62.90 | 10 | 492.90 | 66.00 | 56.60 |  |  |  |  | 85 | 85 | 30 | 96 |  | 90322000
482198 | Louvre, grey, DH60 |  |  | 1 | 438.90 | 58.70 | 50.40 | 10 | 395.00 | 52.80 | 45.40 |  |  |  |  | 1150 | 18 | 6 | 300 |  | 84159000
482204 | Back plate, DH50 |  |  | 1 | 1384.00 | 185.30 | 158.90 | 10 | 1245.60 | 166.80 | 143.00 |  |  |  |  | 1195 | 650 | 80 | 5000 |  | 84159000
482207 | Reciprocating compressor, AJ5512C 1-N, 230 V, 50 Hz, R407C exclusive of accessories | 099641,132653 |  | 1 | 3889.60 | 520.70 | 446.60 | 10 | 3500.60 | 468.60 | 401.90 |  |  |  |  | 240 | 155 | 260 | 17576 | For a complete compressor these parts are needed. 1x Overload protector 055168, 4x Foot ø32 096304, 4x Distance bushing 096305, 1x Capacitor, 15µF 096588, 1x T-connector 096589. | 84143081
482208 | Drip tray DH50 | 140950 |  | 1 | 443.20 | 59.40 | 50.90 | 10 | 398.90 | 53.50 | 45.80 |  |  |  |  | 900 | 150 | 60 | 500 |  | 39269097
482210 | Drip tray for compressor | 146850 |  | 1 | 167.70 | 22.50 | 19.30 | 10 | 150.90 | 20.30 | 17.40 |  |  |  |  | 244 | 175 | 25 | 1000 |  | 39269097
482219 | Support bracket | 141751 |  | 1 | 240.40 | 32.50 | 27.60 | 10 | 216.40 | 29.30 | 24.80 |  |  |  |  | 800 | 55 | 25 | 706 |  | 73269098
482243 | Coil assembly, Evaporator and condenser coil for DH55AX | 140708 |  | 1 | 3647.00 | 488.30 | 418.70 | 10 | 3282.30 | 439.50 | 376.80 |  |  |  |  | 0 | 0 | 0 | 14600 |  | 84159000
482253 | Cable set, DH50AX+REM STAT | 146505 |  | 1 | 522.50 | 69.90 | 60.00 | 10 | 470.20 | 62.90 | 54.00 |  |  |  |  | 280 | 200 | 25 | 262 |  | 85444290 | PL
482255 | Insulation material, KIT for DH 50AP | 155502 |  | 1 | 552.70 | 74.00 | 63.50 | 10 | 497.40 | 66.60 | 57.20 |  |  |  |  | 700 | 800 | 50 | 300
482264 | Coil assembly, Evaporator and condenser coil | 140707 |  | 1 | 3502.80 | 469.20 | 402.30 | 10 | 3152.50 | 422.30 | 362.10 |  |  |  |  | 1190 | 610 | 240 | 12000 |  | 84159000
482292 | Wall panel | 358801 |  | 1 | 3700.10 | 495.30 | 425.10 | 10 | 3330.10 | 445.80 | 382.60 |  |  |  |  | 1500 | 900 | 300 | 12000 |  | 84159000 | UK
482293 | Spigot out | 359751 |  | 1 | 754.20 | 100.90 | 86.60 | 10 | 678.80 | 90.80 | 77.90 |  |  |  |  | 960 | 75 | 110 | 1000 |  | 84159000
482294 | Spigot in | 359753 |  | 1 | 781.40 | 104.60 | 89.70 | 10 | 703.30 | 94.10 | 80.70 |  |  |  |  | 959 | 107 | 109 | 5000 |  | 84159000
482295 | TTW55 INLET GRILLE DUCT |  |  | 1 | 2281.60 | 305.40 | 262.00 | 10 | 2053.40 | 274.90 | 235.80 |  |  |  |  | 0 | 0 | 0 | 4000 |  | 84159000 | GB
482296 | TTW55 outlet grille, duct | 381404 |  | 1 | 1739.00 | 232.80 | 199.70 | 10 | 1565.10 | 209.50 | 179.70 |  |  |  |  | 0 | 0 | 0 | 4000 |  | 84159000 | GB
482306 | Insulation material, Kit, TTW55 | 389201 |  | 1 | 1163.70 | 155.70 | 133.70 | 10 | 1047.30 | 140.10 | 120.30 |  |  |  |  | 700 | 800 | 50 | 300 |  | 39201089
482350 | Coil assembly, Refrigeration, DH34A | 695601 |  | 1 | 4023.50 | 538.50 | 461.90 | 10 | 3621.20 | 484.70 | 415.70 |  |  |  |  | 755 | 252 | 555 | 13000 |  | 84159000
482353 | Cover, DH34 | 694650 |  | 1 | 1352.90 | 181.20 | 155.30 | 10 | 1217.60 | 163.10 | 139.80 |  |  |  |  | 800 | 700 | 300 | 3000 |  | 39269097 | GB
482407 | Thermostat, Remote room thermostat | 385203 |  | 1 | 2741.80 | 367.00 | 314.80 | 10 | 2467.60 | 330.30 | 283.30 |  |  |  |  | 190 | 100 | 110 | 100 |  | 90321080
482413 | Thermostat, Hygro/Thermostat | 385252 |  | 1 | 2312.20 | 309.50 | 265.50 | 10 | 2081.00 | 278.60 | 238.90 |  |  |  |  | 130 | 80 | 33 | 120 |  | 90321080
482419 | Rail, for filter, DH33 | 268650 |  | 1 | 175.10 | 23.40 | 20.10 | 10 | 157.60 | 21.10 | 18.10 |  |  |  |  | 0 | 0 | 0 | 316 |  | 73269098
490042 | Capacitor, Run, 25µF, with bolt | 094234,481066,353353 |  | 1 | 69.90 | 9.40 | 8.00 | 10 | 62.90 | 8.40 | 7.20 |  |  |  |  | 100 | 100 | 70 | 150 |  | 85322200
490062 | Radial fan, D3G146 |  |  | 1 | 2358.40 | 315.70 | 270.80 | 10 | 2122.50 | 284.10 | 243.70 |  |  |  |  | 300 | 120 | 100 | 2900 |  | 84145935 | DE
501860 | Oil nozzle 0.50 USgal/h |  | 4530-22-125-1428 | 1 | 201.00 | 26.90 | 23.00 | 10 | 181.20 | 24.10 | 21.10 | 500 | 127.80 | 17.20 | 14.90 | 40 | 22 | 22 | 30 |  | 73229000
501870 | Oil nozzle 0.85 USgal/h | 095398 | 4530-22-125-1426 | 1 | 143.50 | 19.10 | 16.50 | 10 | 129.50 | 17.20 | 14.90 |  |  |  |  | 40 | 20 | 20 | 32 |  | 73229000
502130 | Electrode unit, Dtr 7571 |  | 4520-22-621-3530 | 1 | 765.80 | 102.50 | 88.20 | 10 | 689.40 | 92.40 | 79.50 |  |  |  |  | 226 | 160 | 40 | 74 |  | 73229000
502708 | Electric motor, Carpanelli 90 W, 1500, M56b4 B14, 400 V/50 Hz |  |  | 1 | 2592.50 | 347.10 | 297.60 | 10 | 2333.30 | 312.30 | 267.90 |  |  |  |  | 370 | 350 | 300 | 2500 |  | 85011093
503950 | Damper motor, 24 V with 5m cable |  |  | 1 | 2876.40 | 385.10 | 330.20 | 10 | 2588.70 | 346.60 | 297.20 |  |  |  |  | 150 | 150 | 150 | 1500 |  | 85011010
504010 | Damper motor, SF 24A |  |  | 1 | 3319.20 | 444.40 | 381.10 | 10 | 2987.30 | 400.00 | 343.00 |  |  |  |  | 300 | 300 | 150 | 1700 |  | 85011010
504040 | Damper motor, NF24AX-SR/500 |  |  | 1 | 3495.00 | 467.90 | 401.30 | 10 | 3145.50 | 421.10 | 361.10 |  |  |  |  | 250 | 150 | 100 | 1850 |  | 85011010
504051 | Damper motor, NM24AX-SR/500 |  |  | 1 | 3102.40 | 415.30 | 356.20 | 10 | 2792.10 | 373.80 | 320.60 |  |  |  |  | 220 | 220 | 120 | 1000 |  | 85011010
505020 | Electric motor, 0.35/1.5 kW, 400 V, 1400/2800, B3, DanX 2/4 |  |  | 1 | 3766.40 | 504.20 | 432.50 | 10 | 3389.80 | 453.80 | 389.30 |  |  |  |  | 500 | 500 | 500 | 14000
505021 | Electric motor, 0,6/2,2 kW, 400V, 1400/2800, B3 |  |  | 1 | 5151.60 | 689.70 | 591.30 | 10 | 4636.40 | 620.70 | 532.20 |  |  |  |  | 0 | 0 | 0 | 16000
506091 | Heating element, 1000 W 230 V AC | 036917 |  | 1 | 738.00 | 99.30 | 85.20 | 10 | 664.20 | 89.40 | 76.70 |  |  |  |  | 185 | 155 | 46 | 500 |  | 85162999
510052 | Overload protector for relay |  |  | 1 | 141.50 | 18.90 | 16.20 | 10 | 127.30 | 17.00 | 14.60 |  |  |  |  | 100 | 100 | 50 | 150 |  | 84159000
511400 | Relay, thermostat | 290364 |  | 1 | 668.60 | 89.50 | 76.80 | 10 | 601.80 | 80.60 | 69.10 |  |  |  |  | 0 | 0 | 0 | 112 |  | 85364900
511420 | Relay, thermostat |  |  | 1 | 536.30 | 71.80 | 61.60 | 10 | 482.70 | 64.60 | 55.40 |  |  |  |  | 0 | 0 | 0 | 120 |  | 85364900
511440 | Relay, thermostat |  |  | 1 | 593.50 | 79.70 | 68.40 | 10 | 534.10 | 71.70 | 61.60 |  |  |  |  | 0 | 0 | 0 | 335 |  | 85364900
511630 | Relay, 2-5700-IG1-P10-8.0 Amp, ETA |  | 5925-12-180-9321 | 1 | 508.90 | 68.10 | 58.40 | 10 | 458.00 | 61.30 | 52.60 |  |  |  |  | 100 | 100 | 50 | 150 |  | 85364900
511635 | Relay |  |  | 1 | 826.80 | 110.70 | 94.90 | 10 | 744.20 | 99.60 | 85.40 |  |  |  |  | 100 | 100 | 50 | 150 |  | 85364900
513240 | Valveactuator M7410E1028, Max Kvs 20 |  |  | 1 | 3423.50 | 458.20 | 393.00 | 10 | 3081.20 | 412.40 | 353.70 |  |  |  |  | 220 | 220 | 140 | 400 |  | 84159000
513390 | Thermostat, RT4, 017-503666, without heat |  | 5930-22-256-2030 | 1 | 2027.70 | 271.50 | 232.80 | 10 | 1824.90 | 244.30 | 209.50 |  |  |  |  | 250 | 255 | 150 | 3000 |  | 90321080
513420 | Thermostat |  | 6685-22-609-1770 | 1 | 2247.20 | 300.80 | 258.00 | 10 | 2022.60 | 271.00 | 232.20 |  |  |  |  | 100 | 100 | 100 | 0 |  | 90321080 | DK
513634 | Thermostat, manual reset code H. KP73 |  |  | 1 | 1017.40 | 136.30 | 116.80 | 10 | 915.70 | 122.70 | 105.10 |  |  |  |  | 200 | 200 | 100 | 600 |  | 90321080
513701 | Differential pressure meter Mv60/600 |  |  | 1 | 658.50 | 88.20 | 75.60 | 10 | 592.60 | 79.40 | 68.00 |  |  |  |  | 210 | 140 | 35 | 400 |  | 84159000
514971 | Contactor, breaker, magnetic switch | 062827 |  | 1 | 133.40 | 17.90 | 15.30 | 10 | 120.00 | 16.10 | 13.80 |  |  |  |  | 100 | 100 | 70 | 150 |  | 85365080
515080 | On/off switch, 2-pole, green | 036832,036729 |  | 1 | 47.10 | 6.40 | 5.50 | 10 | 42.40 | 5.80 | 5.00 |  |  |  |  | 37 | 30 | 40 | 18 |  | 85365080
515081 | Toggle switch, black |  |  | 1 | 27.30 | 3.70 | 3.10 | 10 | 24.60 | 3.30 | 2.80 |  |  |  |  | 37 | 18 | 40 | 8 |  | 85365080
515430 | Speed regulator | 384550 |  | 1 | 2377.70 | 318.30 | 273.00 | 10 | 2139.90 | 286.50 | 245.70 |  |  |  |  | 72 | 66 | 10 | 150 |  | 85365080
515980 | Fuse, Tco D76-002 |  | 5930-22-621-3502 | 1 | 57.20 | 7.70 | 6.60 | 10 | 51.50 | 6.90 | 5.90 |  |  |  |  | 5 | 5 | 5 | 5 |  | 85361010
516000 | Fuse, T6, 3 A, 250 V |  |  | 1 | 14.40 | 1.90 | 1.60 | 10 | 12.90 | 1.70 | 1.50 |  |  |  |  | 0 | 0 | 0 | 1 |  | 85361010
516350 | Hygrostat |  |  | 1 | 269.30 | 36.00 | 30.90 | 10 | 242.40 | 32.40 | 27.80 |  |  |  |  | 85 | 40 | 40 | 50 |  | 84159000
516502 | Drop catcher, Munters DSR-1 423(w) x 695(h) DanX 5/10 |  |  | 1 | 2782.70 | 372.50 | 319.50 | 10 | 2504.50 | 335.30 | 287.50 |  |  |  |  | 695 | 423 | 100 | 2500 |  | 70199000 | PL
516505 | Drop stop, DSR1 517(B) X 1070(H) DAN-X12/24 |  |  | 1 | 4259.20 | 570.20 | 489.00 | 10 | 3833.30 | 513.20 | 440.10 |  |  |  |  | 1070 | 517 | 400 | 10000 |  | 70199000 | PL
517581 | Control board, CDG2 | 094991 |  | 1 | 1325.30 | 177.40 | 152.30 | 10 | 1192.80 | 159.70 | 137.10 |  |  |  |  | 150 | 95 | 35 | 260 |  | 85371091
517582 | Control board, LEDs for operating signals |  |  | 1 | 386.10 | 51.70 | 44.30 | 10 | 347.50 | 46.50 | 39.90 |  |  |  |  | 93 | 15 | 8 | 4 |  | 85371091
517584 | Flat cable, LEDs for operating signals |  |  | 1 | 117.80 | 15.80 | 13.50 | 10 | 106.00 | 14.20 | 12.20 |  |  |  |  | 75 | 75 | 13 | 22 |  | 84159000
517588 | Label, diode print |  |  | 1 | 142.50 | 19.20 | 16.30 | 10 | 128.30 | 17.30 | 14.70 |  |  |  |  | 95 | 45 | 1 | 4 |  | 48211010
517589 | Label/foil, diode print |  |  | 1 | 53.10 | 7.30 | 6.10 | 10 | 47.80 | 6.60 | 5.50 |  |  |  |  | 94 | 4 | 1 | 0 |  | 48211010
517593 | Controller, CDG3 | 063939 |  | 1 | 1111.90 | 148.90 | 127.80 | 10 | 1000.70 | 134.00 | 115.00 |  |  |  |  | 155 | 100 | 35 | 290 |  | 85371091
517594 | Controller, CDP 75 125 165 |  |  | 1 | 271.30 | 36.30 | 31.10 | 10 | 244.10 | 32.70 | 28.00 |  |  |  |  | 75 | 15 | 7 | 4 |  | 85371091
517596 | Flat cable, diode print |  |  | 1 | 66.30 | 9.00 | 7.50 | 10 | 59.70 | 8.10 | 6.80 |  |  |  |  | 70 | 70 | 15 | 10 |  | 84159000 | PL
517597 | Heat print, CDG3 | 066485 |  | 1 | 878.00 | 117.50 | 100.80 | 10 | 790.20 | 105.80 | 90.70 |  |  |  |  | 60 | 50 | 5 | 250 |  | 85371091
517598 | Label/foil, diode print |  |  | 1 | 42.00 | 5.80 | 4.90 | 10 | 37.80 | 5.20 | 4.40 |  |  |  |  | 110 | 40 | 1 | 1 |  | 48211010
517603 | Control board, Diode print with cable CDF10 |  |  | 1 | 563.50 | 75.60 | 64.80 | 10 | 507.20 | 68.00 | 58.30 |  |  |  |  | 0 | 0 | 0 | 500 |  | 85371091
517685 | Controller, PCB STXC2 r/l control board |  |  | 1 | 8654.20 | 1158.30 | 993.60 | 10 | 7788.80 | 1042.50 | 894.20 |  |  |  |  | 255 | 135 | 40 | 364 | Limitations in compatibility applies, please see the webshop. | 85371091
517686 | Control board, STPT2 PCB, pressure measuring, |  |  | 1 | 6306.70 | 844.50 | 724.30 | 10 | 5676.00 | 760.10 | 651.90 |  |  |  |  | 135 | 60 | 20 | 70 | Dantherm can unfortunately not guarantee that this controller is compatible, unless software versions are combined as shown in the tableon the webshop. | 85371091
517687 | Control panel, STCU |  |  | 1 | 12305.20 | 1647.30 | 1412.90 | 10 | 11074.70 | 1482.60 | 1271.60 |  |  |  |  | 280 | 190 | 175 | 1390 | Dantherm can unfortunately not guarantee that this control is compatible, unless software versions are combined as shown in the table on the webshop. | 85371091
519301 | Hour meter | 036827,036729 |  | 1 | 263.40 | 35.30 | 30.20 | 10 | 237.10 | 31.70 | 27.20 |  |  |  |  | 55 | 50 | 30 | 40 |  | 84159000
521259 | Safety switch, three-way |  |  | 1 | 949.50 | 127.10 | 109.00 | 10 | 854.60 | 114.40 | 98.10 |  |  |  |  | 90 | 80 | 80 | 110 |  | 85365080
521274 | Safety switch, three-way |  |  | 1 | 760.00 | 101.70 | 87.30 | 10 | 684.00 | 91.60 | 78.50 |  |  |  |  | 50 | 5 | 50 | 100 |  | 85365080
522800 | Electrical distributor |  |  | 1 | 8.80 | 1.20 | 1.50 | 10 | 7.90 | 1.10 | 1.40 |  |  |  |  | 5 | 5 | 5 | 5 |  | 85369010
523400 | Cable binder | 074558 |  | 1 | 8.80 | 1.20 | 1.00 | 10 | 7.90 | 1.10 | 0.90 |  |  |  |  | 142 | 10 | 10 | 10 |  | 84159000 | GB
523910 | Rubber grommet, 12 x 18 x 22 x 2mm, 136-7225 |  | 5325-14-326-4394 | 1 | 16.30 | 2.00 | 1.70 | 10 | 14.60 | 1.70 | 1.50 |  |  |  |  | 22 | 18 | 12 | 2 |  | 85369010
524000 | Rubber grommet, 9.5 x 13 x 17.5mm, 136-6137, Thorsman |  | 5325-14-284-0040 | 1 | 16.30 | 2.00 | 1.70 | 10 | 14.60 | 1.70 | 1.50 |  |  |  |  | 0 | 0 | 0 | 2 |  | 85369010 | DK
524050 | Grommet, rubber grommet 18 x 22 x 27 x 1.5 mm, 136-7382 |  | 5325-22-611-4944 | 1 | 16.30 | 2.00 | 1.70 | 10 | 14.60 | 1.70 | 1.50 |  |  |  |  | 20 | 20 | 20 | 5 |  | 85369010
524138 | Unloading sleeve |  |  | 1 | 40.90 | 5.50 | 4.70 | 10 | 36.80 | 5.00 | 4.20 |  |  |  |  | 20 | 20 | 20 | 5 |  | 84159000
524190 | Rubber grommet |  | 5325-14-277-7602 | 1 | 32.80 | 4.10 | 3.50 | 10 | 29.20 | 3.50 | 3.20 |  |  |  |  | 20 | 20 | 20 | 5 |  | 85369010
524280 | Cabinet, electric outlet with bracket |  | 5935-22-611-9841 | 1 | 133.40 | 17.70 | 15.50 | 10 | 119.90 | 16.00 | 14.00 |  |  |  |  | 0 | 0 | 0 | 2 |  | 85369010
524281 | Cabinet, electric outlet with bracket |  |  | 1 | 178.00 | 23.90 | 20.20 | 10 | 160.40 | 21.60 | 18.30 |  |  |  |  | 0 | 0 | 0 | 19 |  | 85369010
524283 | Cover, contact housing |  |  | 1 | 159.50 | 21.60 | 18.30 | 10 | 143.50 | 19.30 | 16.50 |  |  |  |  | 100 | 100 | 70 | 100 |  | 85369010
524290 | Plug, housing for mains plug, type no. Ckf-03 |  |  | 1 | 79.70 | 10.70 | 9.20 | 10 | 71.80 | 9.60 | 8.20 |  |  |  |  | 100 | 100 | 70 | 35 |  | 85369010
524490 | Connection, humidity sensor |  |  | 1 | 28.10 | 3.80 | 3.20 | 10 | 25.30 | 3.40 | 2.90 |  |  |  |  | 0 | 0 | 0 | 10 |  | 85369010
524593 | Terminal block, two-way |  |  | 1 | 36.80 | 4.90 | 4.30 | 10 | 33.10 | 4.40 | 3.90 |  |  |  |  | 20 | 20 | 20 | 5 |  | 85369010
524650 | Electric outlet, 4-pole | 068789 | 5935-22-619-5398 | 1 | 283.30 | 38.20 | 32.60 | 10 | 255.00 | 34.40 | 29.30 |  |  |  |  | 0 | 0 | 0 | 24 |  | 85369010
524651 | Plug, male, 4-pole for cable, Binder |  | 5935-22-609-1769 | 1 | 382.70 | 51.10 | 43.80 | 10 | 344.20 | 46.10 | 39.60 |  |  |  |  | 100 | 100 | 100 | 38 |  | 85369010
524660 | Plug, cover for Binder |  | 5935-12-389-6547 | 1 | 96.90 | 12.90 | 11.50 | 10 | 87.20 | 11.60 | 10.30 |  |  |  |  | 100 | 100 | 70 | 12 |  | 85369010
524730 | Plug, insert socket, male, Mfg. Ilme, type no. Ckm-03 |  |  | 1 | 221.30 | 29.70 | 25.30 | 10 | 199.10 | 26.70 | 22.80 |  |  |  |  | 100 | 100 | 70 | 350 |  | 85369010
524750 | Cable gland, 11mm |  |  | 1 | 11.70 | 1.70 | 1.40 | 10 | 10.50 | 1.50 | 1.30 |  |  |  |  | 1 | 1 | 1 | 5 |  | 85369010 | FR
524845 | Net noise filter |  |  | 1 | 1089.90 | 146.00 | 125.10 | 10 | 980.90 | 131.40 | 112.60 |  |  |  |  | 100 | 100 | 100 | 50 |  | 85489090
524890 | Supply cable |  |  | 1 | 133.00 | 17.80 | 15.30 | 10 | 119.70 | 16.00 | 13.80 |  |  |  |  | 220 | 220 | 180 | 260 |  | 84159000
524959 | Rubber plug |  | 5935-22-610-9571 | 1 | 82.50 | 11.00 | 9.50 | 10 | 74.30 | 9.90 | 8.50 |  |  |  |  | 0 | 0 | 0 | 64 |  | 85369010
525302 | Plug |  | 5935-22-609-9774 | 1 | 916.30 | 122.70 | 105.20 | 10 | 824.70 | 110.40 | 94.70 |  |  |  |  | 100 | 100 | 100 | 500 |  | 85369010
525390 | Cable and plug for burner | 059826 | 6150-22-126-0045 | 1 | 578.40 | 77.30 | 66.20 | 10 | 520.60 | 69.40 | 59.50 |  |  |  |  | 150 | 105 | 70 | 90 |  | 73229000
525831 | Junction box, 175 x 250 x 75mm, Fibox Mi200/75t, A | 064396,175377 |  | 1 | 1044.10 | 139.80 | 119.90 | 10 | 939.70 | 125.80 | 107.90 |  |  |  |  | 175000 | 250000 | 75000 | 200 |  | 39259020
526351 | Slotted BA 6, h:40 x w:25 x l:2000mm |  |  | 1 | 219.30 | 29.50 | 25.30 | 10 | 197.70 | 26.40 | 22.80 |  |  |  |  | 100 | 100 | 70 | 5 |  | 39259020
527000 | Cable entry, PG13.5 |  | 5975-22-611-9842 | 1 | 25.00 | 3.30 | 2.80 | 10 | 22.50 | 3.10 | 2.50 |  |  |  |  | 0 | 0 | 0 | 22 |  | 84159000
527010 | Cable entry, PG16 brass with screwed cable connection?? |  | 5975-22-611-9844 | 1 | 30.40 | 4.00 | 3.30 | 10 | 27.20 | 3.60 | 3.10 |  |  |  |  | 5 | 5 | 5 | 5 |  | 84159000
527032 | Cable entry, PG11, black |  | 5975-22-611-9802 | 1 | 8.40 | 1.10 | 0.80 | 10 | 7.60 | 1.10 | 0.80 |  |  |  |  | 50 | 50 | 50 | 50 |  | 84159000
527530 | Counter nut, PG11 |  | 5975-22-611-9806 | 1 | 11.50 | 1.50 | 1.50 | 10 | 10.40 | 1.50 | 1.50 |  |  |  |  | 0 | 0 | 0 | 10 |  | 84159000
527540 | Cable seal | 081670 | 5975-12-167-9735 | 1 | 8.80 | 1.20 | 1.00 | 10 | 7.90 | 1.10 | 0.90 |  |  |  |  | 0 | 0 | 0 | 3 |  | 84159000
527560 | Cable gland, Counternut, Pg16, brass, 420/16, DMI 1157/MS |  | 5975-22-620-4761 | 1 | 5.20 | 1.20 | 0.80 | 10 | 4.70 | 1.10 | 0.70 |  |  |  |  | 0 | 0 | 0 | 2 |  | 84159000
527660 | Counter nut, PG16 |  |  | 1 | 11.50 | 1.50 | 1.50 | 10 | 10.40 | 1.50 | 1.50 |  |  |  |  | 200 | 200 | 200 | 50 |  | 84159000
527691 | Plastic label, instruction for VA-M, FB20 |  |  | 1 | 261.70 | 34.80 | 30.10 | 10 | 235.40 | 31.40 | 26.90 |  |  |  |  | 248 | 148 | 2 | 8 |  | 48211010
528111 | Plastic label, plate, fuel VA-M (EN) |  | 9905-22-619-5406 | 1 | 134.30 | 18.00 | 15.50 | 10 | 121.10 | 16.30 | 14.00 |  |  |  |  | 1 | 1 | 1 | 1 |  | 48211010
529600 | Instruction label, mounting/testing |  | 9905-22-125-4864 | 1 | 6.40 | 0.80 | 0.80 | 10 | 5.90 | 0.80 | 0.80 |  |  |  |  | 0 | 0 | 0 | 2 |  | 48211010
530180 | Radial fan, R4E 310-AL11 -01 | 013676 |  | 1 | 2063.00 | 276.20 | 236.90 | 10 | 1856.70 | 248.60 | 213.20 |  |  |  |  | 350 | 200 | 90 | 3900 |  | 84145935 | DE
530190 | Fan, 230 V AC, 50/60 Hz, UL/CSA, Rev. 1 |  |  | 1 | 1040.90 | 139.30 | 119.50 | 10 | 936.80 | 125.40 | 107.60 |  |  |  |  | 300 | 200 | 200 | 3056 |  | 84145935 | DE
530225 | Radial fan |  |  | 1 | 1393.90 | 186.60 | 160.00 | 10 | 1254.50 | 167.90 | 144.00 |  |  |  |  | 270 | 210 | 130 | 3012 |  | 84145935 | DE
530226 | Radial fan |  |  | 1 | 2187.00 | 292.80 | 251.10 | 10 | 1968.30 | 263.50 | 226.00 |  |  |  |  | 270 | 230 | 205 | 4520 |  | 84145935 | DE
530372 | Fan Rdh 560 L code 632011w |  |  | 1 | 9829.30 | 1316.00 | 1128.50 | 10 | 8846.40 | 1184.40 | 1015.70 |  |  |  |  | 0 | 0 | 0 | 65000 |  | 84145935
531520 | Radial fan, with housing | 090958 |  | 1 | 4273.30 | 572.10 | 490.60 | 10 | 3846.00 | 514.90 | 441.60 |  |  |  |  | 510 | 430 | 410 | 17000 |  | 84145935
531571 | Fan with housing, DDM 9/7 |  |  | 1 | 3055.60 | 409.10 | 351.00 | 10 | 2750.00 | 368.20 | 315.90 |  |  |  |  | 500 | 450 | 410 | 12800 | Compatible with CDS80, CDS100, CDS200 | 84145935
531672 | Radial fan | 060275,172592,293736 | 4140-22-615-5761 | 1 | 722.70 | 96.70 | 83.00 | 10 | 650.40 | 87.10 | 74.70 |  |  |  |  | 230 | 230 | 100 | 1400 |  | 84145935 | DE
531690 | Condenser, 4.0µF/400 V |  |  | 1 | 136.60 | 18.30 | 15.70 | 10 | 122.90 | 16.50 | 14.10 |  |  |  |  | 30 | 30 | 56 | 10 |  | 85322200
531700 | Radial fan, with housing |  |  | 1 | 5140.40 | 688.10 | 590.20 | 10 | 4626.30 | 619.30 | 531.20 |  |  |  |  | 530 | 480 | 470 | 23814 |  | 84145935
531793 | Capacitor, 2.5µF | 061557 | 5910-22-624-7766 | 1 | 71.60 | 9.60 | 8.20 | 10 | 64.40 | 8.60 | 7.40 |  |  |  |  | 150 | 105 | 70 | 70 |  | 85322200
532480 | Fan motor, 5 W, 220 V |  |  | 1 | 273.30 | 36.60 | 31.40 | 10 | 246.00 | 32.90 | 28.20 |  |  |  |  | 90 | 85 | 95 | 840 |  | 84145925 | HU
532510 | Axial fan, fan blade 230mm | 036765,036826,036826,072410,036765,072396 |  | 1 | 32.40 | 4.30 | 3.80 | 10 | 29.20 | 3.90 | 3.40 |  |  |  |  | 230 | 230 | 45 | 70 |  | 84145925 | IT
532520 | Axial fan, fan blade 170mm |  |  | 1 | 19.00 | 2.50 | 2.20 | 10 | 17.10 | 2.30 | 2.00 |  |  |  |  | 170 | 170 | 40 | 45 |  | 84145925 | IT
532530 | Axial fan, alu fan blade 300mm | 037099,037101,082830,072398 | 4140-22-615-5762 | 1 | 71.30 | 9.50 | 8.20 | 10 | 64.20 | 8.60 | 7.40 |  |  |  |  | 80 | 80 | 30 | 54 |  | 84145925 | IT
532531 | Axial fan, alu fan blade 350mm | 037125,293771,037123 |  | 1 | 286.10 | 45.60 | 33.00 | 10 | 257.50 | 41.00 | 29.70 |  |  |  |  | 350 | 350 | 50 | 246 |  | 84145925
533910 | V-belt pulley SPA 132/2 |  |  | 1 | 254.20 | 34.00 | 29.20 | 10 | 228.80 | 30.60 | 26.30 |  |  |  |  | 0 | 0 | 0 | 1850 |  | 73229000
533930 | V-belt pulley SPA 150/2, Taper-Lock |  |  | 1 | 337.50 | 45.20 | 38.70 | 10 | 303.80 | 40.70 | 34.90 |  |  |  |  | 10 | 10 | 10 | 100
534030 | Bushing 2012 ø28 Taper-Lock |  |  | 1 | 179.20 | 24.00 | 20.70 | 10 | 161.30 | 21.60 | 18.60 |  |  |  |  | 1 | 1 | 1 | 75 |  | 84159000
534210 | Pulley SPA 200/3 |  |  | 1 | 556.20 | 74.50 | 63.90 | 10 | 500.60 | 67.00 | 57.50 |  |  |  |  | 400 | 220 | 120 | 500 |  | 73229000
534350 | Transmission SPA 224/3 Taperlock |  |  | 1 | 525.60 | 70.40 | 60.30 | 10 | 473.00 | 63.40 | 54.30 |  |  |  |  | 400 | 220 | 120 | 500
534460 | Bushing, ø25 |  |  | 1 | 139.20 | 18.70 | 16.00 | 10 | 125.30 | 16.80 | 14.40 |  |  |  |  | 0 | 0 | 0 | 700 |  | 84159000
534470 | V-belt pulley, SPA 170/2 |  |  | 1 | 598.30 | 80.10 | 68.70 | 10 | 538.50 | 72.10 | 61.80 |  |  |  |  | 220 | 220 | 140 | 100
535001 | V-belt 12.7 x 1957mm, SPA 1957 |  |  | 1 | 335.00 | 44.80 | 38.50 | 10 | 301.50 | 40.30 | 34.60 |  |  |  |  | 240 | 240 | 30 | 230 | Overview of all V-belts for DanX: | 40103200
535050 | V-belt 12,7x1357mm, SPA 1357 |  |  | 1 | 214.00 | 28.60 | 24.60 | 10 | 192.60 | 25.80 | 22.10 |  |  |  |  | 500 | 200 | 200 | 180 | Overview of all V-belts for DanX, please see the webshop. | 40103200
535090 | V-belt 12,7x1457mm, SPA 1457 |  |  | 1 | 223.50 | 29.90 | 25.70 | 10 | 201.20 | 26.90 | 23.10 |  |  |  |  | 500 | 200 | 200 | 250 | Overview of all V-belts for DanX, please see the webshop. | 40103200
535126 | Circular belt, ø786, l = 2469mm |  |  | 1 | 568.60 | 75.90 | 65.40 | 10 | 511.70 | 68.30 | 58.90 |  |  |  |  | 0 | 0 | 0 | 22 |  | 84159000
535127 | Circular belt, ø1036, l = 3255mm |  |  | 1 | 402.80 | 53.90 | 46.20 | 10 | 362.50 | 48.50 | 41.60 |  |  |  |  | 220 | 220 | 220 | 22 |  | 84159000
535128 | Pulley Ø46,8 + screw |  |  | 1 | 756.10 | 101.20 | 87.00 | 10 | 680.50 | 91.10 | 78.30 |  |  |  |  | 55 | 55 | 28 | 2000 |  | 84159000
540000 | Handle, beechwood |  | 5340-22-611-9858 | 1 | 146.30 | 19.30 | 16.80 | 10 | 131.70 | 17.40 | 15.20 |  |  |  |  | 140 | 60 | 40 | 100 |  | 66039010
540010 | Hexagon key, 5 mm, L 80 mm |  | 5120-22-221-5832 | 1 | 92.80 | 12.40 | 10.60 | 10 | 83.50 | 11.10 | 9.50 |  |  |  |  | 0 | 0 | 0 | 17 |  | 73229000
540131 | Spacer piece, grey, 3M Bumpon | 094811 |  | 1 | 17.80 | 2.30 | 2.00 | 10 | 16.00 | 2.10 | 1.80 |  |  |  |  | 0 | 0 | 0 | 5 |  | 39269097 | FR
540210 | Pipe wrench 16 x 17mm |  | 5120-22-611-5303 | 1 | 92.80 | 11.70 | 10.10 | 10 | 78.80 | 11.10 | 9.00 |  |  |  |  | 0 | 0 | 0 | 250 |  | 73229000
540220 | Adjustable spanner 8" |  | 5120-12-120-6618 | 1 | 167.70 | 22.40 | 19.20 | 10 | 150.80 | 20.40 | 17.20 |  |  |  |  | 100 | 100 | 100 | 282 |  | 73229000
540240 | Combi screwdriver |  | 5120-12-121-1686 | 1 | 99.30 | 13.10 | 11.40 | 10 | 89.30 | 12.00 | 10.30 |  |  |  |  | 130 | 220 | 50 | 200 |  | 73229000
540250 | Copper brush for swivelplate |  | 4530-22-605-4127 | 1 | 35.20 | 4.60 | 4.00 | 10 | 31.80 | 4.30 | 3.70 |  |  |  |  | 0 | 0 | 0 | 36 |  | 73229000
540310 | Allen key 4mm |  | 5120-22-606-4646 | 1 | 38.90 | 5.20 | 4.60 | 10 | 35.20 | 4.60 | 4.00 |  |  |  |  | 0 | 0 | 0 | 19 |  | 73229000
540415 | Accessories for electronic components, cable clamp no. 22, zinc-coated | 077930 |  | 1 | 6.40 | 0.80 | 0.80 | 10 | 5.90 | 0.80 | 0.80 |  |  |  |  | 0 | 0 | 0 | 8 |  | 73269098
540470 | Rubber locking 2 pcs. |  | 5340-01-082-6421 | 1 | 826.70 | 110.70 | 95.00 | 10 | 744.10 | 99.70 | 85.40 |  |  |  |  | 150 | 175 | 100 | 100 |  | 73229000
540471 | Rubber handle, Southco, 37-11-086-10 |  |  | 1 | 77.30 | 10.40 | 8.90 | 10 | 63.70 | 8.50 | 7.30 |  |  |  |  | 0 | 0 | 0 | 71 |  | 66039010
540590 | Fitting for wire and hose, alu clips 3mm |  | 5340-22-608-1108 | 1 | 24.40 | 3.10 | 2.80 | 10 | 22.20 | 2.80 | 2.50 |  |  |  |  | 0 | 0 | 0 | 58 |  | 73229000
540730 | Wheels |  | 2630-22-123-3300 | 1 | 231.50 | 31.00 | 26.60 | 10 | 208.40 | 27.90 | 23.90 |  |  |  |  | 270 | 270 | 60 | 2920 |  | 86071910
540770 | Tool bag for VAM 40 |  | 5140-22-611-5404 | 1 | 332.80 | 44.40 | 38.20 | 10 | 299.60 | 40.10 | 34.20 |  |  |  |  | 260 | 12 | 10 | 48 |  | 84159000 | DK
540855 | O-ring | 541770 | 5331-22-600-8989 | 1 | 44.90 | 6.10 | 5.30 | 10 | 40.80 | 5.60 | 4.80 |  |  |  |  | 0 | 0 | 0 | 1 |  | 70199000
540860 | Sheet filter, mesh 1026-11 |  | 2910-22-257-4025 | 1 | 61.30 | 8.10 | 7.10 | 10 | 55.00 | 7.30 | 6.10 |  |  |  |  | 40 | 21 | 21 | 2 |  | 84219990
540970 | Plug/button, cover plug |  |  | 1 | 30.30 | 4.10 | 3.50 | 10 | 27.50 | 3.80 | 3.20 |  |  |  |  | 5 | 5 | 5 | 5 |  | 39269097
541070 | Plastic foot, DPC 25, black | 098498 | 4730-22-611-5504 | 1 | 9.30 | 1.50 | 1.10 | 100 | 1.50 | 0.30 | 0.30 |  |  |  |  | 5 | 5 | 5 | 5 |  | 73229000
541080 | Plug/button, plastic foot Dpd 19, black |  | 4730-22-611-9817 | 1 | 9.30 | 1.50 | 1.10 | 10 | 8.40 | 1.40 | 1.00 |  |  |  |  | 1 | 1 | 1 | 5 |  | 84159000
541774 | Adjusting knob |  |  | 1 | 18.80 | 2.50 | 2.20 | 10 | 16.90 | 2.30 | 1.90 |  |  |  |  | 20 | 40 | 40 | 8 |  | 85365080
541820 | Hinge | 071018 |  | 1 | 162.00 | 21.80 | 18.70 | 10 | 145.80 | 19.60 | 16.80 |  |  |  |  | 100 | 80 | 15 | 25 |  | 83021000
541836 | Handle without lock |  |  | 1 | 82.60 | 11.10 | 9.50 | 10 | 74.30 | 10.00 | 8.60 |  |  |  |  | 220 | 220 | 120 | 200 |  | 66039010
541837 | Handle with lock |  |  | 1 | 234.60 | 31.40 | 26.90 | 10 | 211.10 | 28.30 | 24.20 |  |  |  |  | 10 | 80 | 15 | 600 |  | 66039010
541881 | Transmission, Base plate motor SM 160/180 |  |  | 1 | 1400.00 | 187.40 | 160.70 | 10 | 1260.00 | 168.70 | 144.60 |  |  |  |  | 500 | 390 | 100 | 10000 |  | 73269097
542110 | Damper arm, KH8 Belimo |  |  | 1 | 277.90 | 37.30 | 32.10 | 10 | 250.10 | 33.60 | 28.90 |  |  |  |  | 100 | 40 | 10 | 500 |  | 84159000
542150 | Ball joint KG8 |  |  | 1 | 303.30 | 40.90 | 35.00 | 10 | 273.00 | 36.80 | 31.50 |  |  |  |  | 100 | 0 | 70 | 550 |  | 84159000 | DK
543620 | Clip for hose, 220-240mm/9mm, stainless |  | 4730-22-121-1783 | 1 | 43.60 | 5.90 | 5.10 | 10 | 39.30 | 5.30 | 4.50 |  |  |  |  | 220 | 240 | 200 | 50 |  | 73269098
543740 | Fuel hose, 7 x 12mm (1 pcs. is 1 meter) | 543741 | 4720-22-126-7218 | 1 | 93.20 | 12.70 | 10.70 | 10 | 83.90 | 11.20 | 9.60 |  |  |  |  | 100 | 100 | 40 | 1500 |  | 73229000
543900 | Tank bung. cpl. |  | 4930-22-608-6140 | 1 | 174.60 | 23.60 | 20.00 | 10 | 157.20 | 21.30 | 18.00 |  |  |  |  | 100 | 100 | 50 | 500 |  | 74122000
544100 | Hose nipple, brass, 6 mm x1/4" |  | 4720-22-127-0102 | 1 | 81.70 | 10.90 | 9.30 | 10 | 73.50 | 9.90 | 8.40 |  |  |  |  | 0 | 0 | 0 | 15 |  | 73229000
544150 | Water outlet spigot |  |  | 1 | 19.20 | 2.60 | 2.20 | 10 | 17.30 | 2.30 | 2.00 |  |  |  |  | 120 | 120 | 100 | 50 |  | 84159000
544160 | Tube plug 1/4" |  | 5310-22-124-5075 | 1 | 180.00 | 24.10 | 20.50 | 10 | 161.70 | 21.90 | 18.50 |  |  |  |  | 0 | 0 | 0 | 13 |  | 73229000
544179 | Barrel nipple 68F 10 x 1/8 RG |  | 4730-22-608-6096 | 1 | 111.80 | 15.20 | 12.90 | 10 | 100.80 | 13.70 | 11.50 |  |  |  |  | 0 | 0 | 0 | 26 |  | 74122000 | DK
544331 | Hose nipple, bend 6 x 1/4" |  | 4720-22-127-0103 | 1 | 125.50 | 16.80 | 14.60 | 10 | 113.20 | 15.20 | 13.20 |  |  |  |  | 0 | 0 | 0 | 32 |  | 73229000
546102 | Air grille, alu | 171753 |  | 1 | 2125.50 | 284.60 | 244.10 | 10 | 1913.00 | 256.10 | 219.70 |  |  |  |  | 750 | 150 | 30 | 2000 |  | 76169990
546108 | Clip for grille, CDP | 171753,171752,171754 |  | 1 | 14.00 | 2.00 | 1.70 | 10 | 12.60 | 1.80 | 1.50 |  |  |  |  | 100 | 100 | 50 | 10 |  | 84151010
546111 | Damper 1274 x 840mm bypass |  |  | 1 | 5147.30 | 689.30 | 590.80 | 10 | 4632.60 | 620.40 | 531.70 |  |  |  |  | 1274 | 840 | 115 | 23000 |  | 84159000
546113 | Damper 1060x640 mm |  |  | 1 | 3220.20 | 430.90 | 369.60 | 10 | 2898.20 | 387.80 | 332.60 |  |  |  |  | 1200 | 800 | 340 | 6000 |  | 84159000
546114 | Damper 1060x240 mm |  |  | 1 | 1999.50 | 267.70 | 229.60 | 10 | 1799.60 | 240.90 | 206.60 |  |  |  |  | 1060 | 240 | 115 | 3000 |  | 84159000
546121 | Damper |  |  | 1 | 3857.90 | 516.40 | 443.00 | 10 | 3472.10 | 464.80 | 398.70 |  |  |  |  | 1462 | 740 | 125 | 5629 |  | 84159000
546122 | Damper 1460x240 mm |  |  | 1 | 2188.00 | 292.90 | 251.20 | 10 | 1969.20 | 263.60 | 226.10 |  |  |  |  | 1460 | 240 | 115 | 15000 |  | 84159000
546123 | Damper, 1674 x 1040mm |  |  | 1 | 3583.10 | 479.70 | 411.30 | 10 | 3224.80 | 431.70 | 370.20 |  |  |  |  | 1674 | 1040 | 125 | 8895 |  | 84159000 | IT
546125 | Damper |  |  | 1 | 4436.60 | 593.80 | 509.40 | 10 | 3992.90 | 534.40 | 458.50 |  |  |  |  | 1460 | 125 | 940 | 6838 |  | 84159000 | IT
546126 | Damper 1460x340 mm |  |  | 1 | 2604.40 | 348.60 | 299.00 | 10 | 2344.00 | 313.70 | 269.10 |  |  |  |  | 1462 | 340 | 125 | 3220 |  | 84159000
546130 | Damper 1860x1140 mm |  |  | 1 | 5140.80 | 688.20 | 590.20 | 10 | 4626.70 | 619.40 | 531.20 |  |  |  |  | 115 | 1860 | 1140 | 25000 |  | 84159000
546131 | Damper 1860x440 mm |  |  | 1 | 3967.10 | 531.10 | 455.50 | 10 | 3570.40 | 478.00 | 410.00 |  |  |  |  | 1860 | 115 | 440 | 20000 |  | 84159000
546137 | Damper |  |  | 1 | 3871.20 | 518.10 | 444.70 | 10 | 3484.10 | 466.30 | 400.20 |  |  |  |  | 1860 | 940 | 150 | 24000 |  | 84159000 | IT
546138 | Damper, 1860 x 340mm |  |  | 1 | 3683.20 | 493.10 | 426.50 | 10 | 3314.90 | 443.80 | 383.90 |  |  |  |  | 0 | 0 | 0 | 12000 |  | 84159000
550263 | Adapter cable |  | 6150226116900 | 1 | 786.20 | 105.40 | 90.20 | 10 | 707.60 | 94.60 | 81.10 |  |  |  |  | 100 | 100 | 50 | 220 |  | 73229000 | PL
551187 | Power supply cable, 3.5m | 036767 |  | 1 | 124.70 | 17.00 | 14.60 | 10 | 112.20 | 15.30 | 13.10 |  |  |  |  | 220 | 100 | 100 | 520 |  | 84159000
551211 | Motor cable, male, 9-pole, 250mm |  |  | 1 | 763.60 | 102.20 | 87.60 | 10 | 687.20 | 92.00 | 78.80 |  |  |  |  | 0 | 0 | 0 | 125 |  | 84159000 | PL
551215 | Motor cable, female, 9-pole, 3000mm |  |  | 1 | 740.40 | 99.10 | 85.00 | 10 | 666.40 | 89.20 | 76.50 |  |  |  |  | 0 | 0 | 0 | 1500 |  | 84159000
551987 | Wiring set, CDP 35/45/65 | 293737,293724 |  | 1 | 455.40 | 61.10 | 52.60 | 10 | 409.90 | 55.00 | 47.30 |  |  |  |  | 200 | 150 | 20 | 130 |  | 84159000 | PL
552550 | Pre-assembled cable, room thermostat 14m 3G0, 75mm² |  | 6145-22-611-3359 | 1 | 768.60 | 102.80 | 88.50 | 10 | 691.60 | 92.70 | 79.80 |  |  |  |  | 130 | 30 | 30 | 1500 |  | 85444290 | PL
552569 | Thermostat cable, 14m, 4 x 0.75 |  | 6145-22-609-1772 | 1 | 617.80 | 82.90 | 71.00 | 10 | 556.00 | 74.70 | 64.10 |  |  |  |  | 100 | 100 | 100 | 1500 |  | 85444290 | PL
552706 | Cable set, power supply cable AC-M7, l: 14.25m |  | 6145-22-611-3370 | 1 | 1039.30 | 139.10 | 119.30 | 10 | 935.30 | 125.20 | 107.40 |  |  |  |  | 140 | 100 | 100 | 4000 |  | 85444290
555551 | Spring for motor guard | 054088,094235,094233,542350,522752,480969,481023,094236,094236,481023,480854,099617,622951,480736,093795,094234,519352,519352,481066,353353,099779,622954 |  | 1 | 24.50 | 3.50 | 3.00 | 10 | 22.10 | 3.20 | 2.70 |  |  |  |  | 28 | 28 | 13 | 1 |  | 84149000
555552 | Flange nut M5 | 054088,094235,522752,480969,094237,480616,522852,481023,519352,094233,542350,094236,099608,481305,489251,094238,099595,649450,481194,489250,093793,353353,522853,649350,480236,480059,093795,099607,099613,094234,481066,480736,481594,035906 |  | 1 | 11.70 | 1.70 | 1.50 | 10 | 10.50 | 1.50 | 1.40 |  |  |  |  | 50 | 50 | 1 | 4 |  | 84149000
555553 | Rubber washer for flange nut | 098448,522752,094233,542350,094235,480736,480969,094237,480663,522852,481023,481594,649350,481066,522853,099613,094236,519352,480236,649450,099595,093795,093793,094234,353353,094238,480059,480851 |  | 1 | 1.20 | 0.10 | 0.10 | 10 | 1.10 | 0.10 | 0.10 |  |  |  |  | 50 | 50 | 100 | 5 |  | 84149000
559700 | Insulation for inner screen, VA-M15 |  | 5640-22-126-7328 | 1 | 278.80 | 37.00 | 32.00 | 10 | 250.70 | 33.40 | 28.60 |  |  |  |  | 325 | 135 | 20 | 250 |  | 70199000 | DK
560140 | Thermal gasket, boiler mounting |  | 5330-22-126-7370 | 1 | 136.20 | 18.30 | 15.70 | 10 | 122.70 | 16.50 | 14.40 |  |  |  |  | 165 | 165 | 5 | 16 |  | 70199000
560141 | Thermal gasket for burner flange |  | 5330-22-126-7203 | 1 | 81.40 | 10.70 | 9.30 | 10 | 73.30 | 9.60 | 8.40 |  |  |  |  | 0 | 0 | 0 | 10 |  | 70199000 | DK
560230 | Thermal gasket, ø90 |  | 5330-22-123-2117 | 1 | 85.10 | 11.50 | 9.90 | 10 | 76.30 | 10.10 | 8.70 |  |  |  |  | 0 | 0 | 0 | 5 |  | 70199000
560251 | Glass, 501032 Neoceram N-0, 32 x 32 x 5mm |  | 9340-22-123-2118 | 1 | 50.20 | 6.80 | 5.90 | 10 | 45.20 | 6.10 | 5.30 |  |  |  |  | 0 | 0 | 0 | 10 |  | 73229000
560430 | Vibration damper, ø50 x 50mm, M10 |  |  | 1 | 159.70 | 21.40 | 18.30 | 10 | 143.70 | 19.20 | 16.50 |  |  |  |  | 50 | 50 | 50 | 182 |  | 40169300
560440 | Gasket, combi thermostat | 891100 | 5330-22-608-9969 | 1 | 32.60 | 4.50 | 3.60 | 10 | 29.30 | 4.00 | 3.20 |  |  |  |  | 0 | 0 | 0 | 20 |  | 70199000
560450 | Gasket for OT thermostat |  | 5330-22-608-9964 | 1 | 57.00 | 7.60 | 6.80 | 10 | 51.10 | 6.80 | 6.10 |  |  |  |  | 0 | 0 | 0 | 10 |  | 70199000
560685 | Vibration absorber, 30x30xM8 |  |  | 1 | 108.10 | 14.50 | 12.40 | 10 | 97.30 | 13.10 | 11.20 |  |  |  |  | 30 | 30 | 30 | 50 |  | 40169300
560730 | Pushbutton extension |  |  | 1 | 1034.00 | 138.40 | 118.70 | 10 | 930.60 | 124.60 | 106.80 |  |  |  |  | 0 | 0 | 0 | 10 |  | 84159000
560745 | Measuring spigot | 062065,062027,062018 |  | 1 | 11.70 | 1.70 | 1.50 | 10 | 10.50 | 1.50 | 1.40 |  |  |  |  | 370 | 20 | 475 | 500 |  | 84159000 | DK
561200 | Tube for oil lance, bent, electro-galvanised |  | 4710-22-610-9671 | 1 | 594.20 | 79.80 | 68.20 | 10 | 534.70 | 71.90 | 61.50 |  |  |  |  | 870 | 0 | 120 | 500 |  | 84159000
561204 | Tube, oil lance, ø22 x 1.0, l = 995mm |  | 4710-22-609-6235 | 1 | 266.80 | 35.70 | 30.60 | 10 | 240.10 | 32.30 | 27.60 |  |  |  |  | 995 | 22 | 20 | 500 |  | 84159000
561451 | Heat gasket, 1 1/4" for Maneurop compressor |  |  | 1 | 14.80 | 2.00 | 1.70 | 10 | 13.30 | 1.80 | 1.50 |  |  |  |  | 25 | 25 | 2 | 1 |  | 70199000 | DK
561452 | Heat gasket, 1 3/4" for maneurop compressor |  |  | 1 | 28.00 | 3.70 | 3.20 | 10 | 25.20 | 3.30 | 2.90 |  |  |  |  | 220 | 220 | 140 | 200 |  | 70199000 | DK
565490 | Handle, tube bearer |  | 5340-22-125-7858 | 1 | 112.30 | 15.20 | 12.90 | 10 | 100.80 | 13.70 | 11.50 |  |  |  |  | 258 | 150 | 15 | 1200 |  | 84159000
565745 | Water container | 175534 |  | 1 | 563.20 | 75.60 | 64.80 | 10 | 506.90 | 68.00 | 58.30 |  |  |  |  | 320 | 135 | 195 | 996 |  | 39269097 | DK
569503 | Fitting for ventilation, Ø405 connection |  |  | 1 | 1350.00 | 180.70 | 155.00 | 10 | 1215.00 | 162.60 | 139.50 |  |  |  |  | 405 | 405 | 90 | 100 |  | 84151010
570002 | Water heating coil, 2RR DanX 3/6 |  |  | 1 | 4023.00 | 538.60 | 461.90 | 10 | 3620.70 | 484.70 | 415.70 |  |  |  |  | 1030 | 800 | 350 | 9000 |  | 84195020 | IT
570003 | Water heating coil, 3RR DanX 3/6 |  |  | 1 | 4399.30 | 589.10 | 505.30 | 10 | 3959.40 | 530.20 | 454.80 |  |  |  |  | 1200 | 800 | 300 | 21000 |  | 84189910
570005 | Water heating coil, 2RR DanX 5/10 |  |  | 1 | 5087.00 | 681.10 | 584.20 | 10 | 4578.30 | 613.00 | 525.80 |  |  |  |  | 1435 | 725 | 153 | 22000 |  | 84195020 | CZ
570006 | Water heating coil, 3RR DanX 5/10 |  |  | 1 | 8026.70 | 1074.60 | 921.60 | 10 | 7224.00 | 967.10 | 829.40 |  |  |  |  | 1500 | 800 | 150 | 32000 |  | 84195020
570008 | Water heating coil, 2RR DanX 7/14 |  |  | 1 | 6783.40 | 908.20 | 778.80 | 10 | 6105.10 | 817.40 | 700.90 |  |  |  |  | 1935 | 810 | 150 | 25500 |  | 84195020
570009 | Water heating coil, 3RR DanX 7/14 |  |  | 1 | 8087.50 | 1082.80 | 928.70 | 10 | 7278.80 | 974.50 | 835.80 |  |  |  |  | 2070 | 880 | 350 | 31000 |  | 84195020
570012 | Water heating coil, 2RR DanX 9/18 |  |  | 1 | 9780.00 | 1309.20 | 1122.90 | 10 | 8802.00 | 1178.30 | 1010.60 |  |  |  |  | 2000 | 400 | 1000 | 86000 |  | 84195020 | AU
570022 | Water heating coil, 12/24 2RR |  |  | 1 | 14736.90 | 1972.80 | 1692.00 | 10 | 13263.20 | 1775.50 | 1522.80 |  |  |  |  | 2360 | 1180 | 350 | 38000 |  | 84195020
570023 | Water heating coil, 3rr DanX 12/24 |  |  | 1 | 17988.00 | 2408.10 | 2065.30 | 10 | 16189.20 | 2167.30 | 1858.80 |  |  |  |  | 0 | 0 | 0 | 90500 |  | 84195020
570024 | Water heating coil 16/32 1RR |  |  | 1 | 10525.10 | 1409.00 | 1208.40 | 10 | 9472.60 | 1268.10 | 1087.60 |  |  |  |  | 2350 | 350 | 1440 | 80000 |  | 84195020
570027 | Water heating coil, ø 400 mm - duct mounting | 163066 |  | 1 | 3209.80 | 429.70 | 368.50 | 10 | 2888.80 | 386.70 | 331.70 |  |  |  |  | 800 | 600 | 450 | 17000 |  | 84145915
572852 | Panel filter, 490 x 592 x 25mm |  |  | 1 | 250.00 | 33.50 | 28.70 | 10 | 225.00 | 30.10 | 25.80 |  |  |  |  | 49 | 592 | 25 | 1500 |  | 56031110
572853 | Panel filter, 287 x 592 x 25mm |  |  | 1 | 230.00 | 30.80 | 26.40 | 10 | 207.00 | 27.70 | 23.80 |  |  |  |  | 287 | 592 | 25 | 250 |  | 56031110
572861 | Panel filter, F5 |  |  | 1 | 612.70 | 82.00 | 70.30 | 10 | 551.40 | 73.80 | 63.30 |  |  |  |  | 290 | 220 | 95 | 476 |  | 56031110
572863 | Panel filter, F5 |  |  | 1 | 653.50 | 87.50 | 75.00 | 10 | 588.20 | 78.70 | 67.50 |  |  |  |  | 390 | 290 | 95 | 744 |  | 56031110
572992 | Bag filter, M5 - 490 x 592 x 640-08-25 - plastic frame - glass fiber |  |  | 1 | 865.20 | 115.80 | 99.30 | 10 | 778.60 | 104.20 | 89.40 |  |  |  |  | 490 | 592 | 300 | 2000 | Bag filter lenght 600/640 mm. | 84213925
572993 | Bag filter, M5 - 287 x 592 x 640-05-25 - plastic frame - glass fiber |  |  | 1 | 683.20 | 91.50 | 78.40 | 10 | 614.90 | 82.30 | 70.60 |  |  |  |  | 287 | 592 | 300 | 2000 | Bag filter lenght 600/640 mm | 84213925
574002 | Panel filter, G4, 525 x 315 x 2mm, Danline 8.0 |  |  | 1 | 668.40 | 89.50 | 76.70 | 10 | 534.70 | 71.60 | 61.40 | 50 | 434.40 | 58.20 | 49.90 | 0 | 0 | 0 | 300 |  | 56031110 | IE
600016 | Condenser | 037126 |  | 1 | 2731.30 | 365.80 | 313.80 | 10 | 2458.20 | 329.20 | 282.40 |  |  |  |  | 540 | 300 | 610 | 5700 |  | 84189910
600017 | Evaporator coil | 037126 |  | 1 | 2055.10 | 275.60 | 236.20 | 10 | 1849.60 | 248.00 | 212.60 |  |  |  |  | 525 | 375 | 120 | 4045 |  | 84189910
600019 | Combi coil, CDT | 037102 |  | 1 | 2082.70 | 278.80 | 239.10 | 10 | 1874.40 | 250.90 | 215.20 |  |  |  |  | 420 | 355 | 225 | 4630 |  | 84159000
600020 | Evaporator coil |  |  | 1 | 2952.50 | 395.30 | 339.20 | 10 | 2657.30 | 355.80 | 305.30 |  |  |  |  | 630 | 430 | 115 | 7910 |  | 84189910
600026 | Condenser, for CDP 75 |  |  | 1 | 3113.00 | 416.80 | 357.60 | 10 | 2801.70 | 375.10 | 321.80 |  |  |  |  | 570 | 480 | 200 | 8180 |  | 84189910
600027 | Evaporator coil, CDP 75 |  |  | 1 | 2325.40 | 311.50 | 267.40 | 10 | 2092.90 | 280.40 | 240.70 |  |  |  |  | 580 | 350 | 150 | 5180 |  | 84189910
600028 | Evaporator coil |  |  | 1 | 3747.50 | 501.70 | 430.20 | 10 | 3372.70 | 451.50 | 387.20 |  |  |  |  | 870 | 480 | 140 | 11210 |  | 84189910
600029 | Condenser |  |  | 1 | 4704.10 | 630.00 | 540.10 | 10 | 4233.70 | 567.00 | 486.10 |  |  |  |  | 810 | 860 | 160 | 18590 |  | 84189910
600060 | Evaporator coil, Cds 200, 1022p2105067032e0105, D |  |  | 1 | 5114.50 | 684.90 | 587.30 | 10 | 4603.10 | 616.40 | 528.60 |  |  |  |  | 0 | 0 | 0 | 12300 |  | 84189910
600072 | Evaporator coil |  |  | 1 | 1102.30 | 147.70 | 126.80 | 10 | 992.10 | 132.90 | 114.10 |  |  |  |  | 605 | 205 | 90 | 2130 |  | 84189910
600920 | Condenser |  |  | 1 | 5595.00 | 749.00 | 642.40 | 10 | 5035.50 | 674.10 | 578.10 |  |  |  |  | 625 | 425 | 70 | 7400 |  | 84189910
600940 | Condenser |  |  | 1 | 3929.80 | 526.10 | 451.20 | 10 | 3536.80 | 473.50 | 406.10 |  |  |  |  | 690 | 690 | 180 | 14060 |  | 84189910
600972 | Condenser |  |  | 1 | 1429.00 | 191.50 | 164.10 | 10 | 1286.10 | 172.30 | 147.70 |  |  |  |  | 1000 | 300 | 100 | 3500 |  | 84189910
600974 | Evaporator coil |  |  | 1 | 1383.70 | 185.40 | 158.80 | 10 | 1245.30 | 166.90 | 142.90 |  |  |  |  | 910 | 205 | 90 | 3020 |  | 84189910
600975 | Condenser |  |  | 1 | 3251.10 | 435.60 | 373.70 | 10 | 2926.00 | 392.00 | 336.30 |  |  |  |  | 0 | 0 | 0 | 12000 |  | 84189910
600977 | Evaporator coil, 210 x 98, CDP 65 |  |  | 1 | 2732.80 | 366.10 | 314.20 | 10 | 2459.50 | 329.50 | 282.80 |  |  |  |  | 1470 | 210 | 98 | 6150 |  | 84189910
600978 | Condenser |  |  | 1 | 1210.30 | 162.30 | 139.00 | 10 | 1089.30 | 146.10 | 125.10 |  |  |  |  | 605 | 205 | 90 | 2255 |  | 84189910
600990 | Condenser |  |  | 1 | 607.80 | 81.40 | 70.10 | 10 | 547.00 | 73.30 | 63.10 |  |  |  |  | 430 | 127 | 60 | 830 |  | 84189910
601013 | Combi coil, left, 3/6 MT 64 |  |  | 1 | 6741.90 | 902.70 | 774.20 | 10 | 6067.70 | 812.40 | 696.80 |  |  |  |  | 800 | 950 | 400 | 18000 |  | 84159000
601014 | Combi coil, right, 3/6 MT 64 |  |  | 1 | 6736.50 | 902.10 | 773.70 | 10 | 6062.90 | 811.90 | 696.30 |  |  |  |  | 800 | 950 | 440 | 18000 |  | 84159000
601017 | Combi coil, left 5/10 MT100 + MT80 |  |  | 1 | 9527.00 | 1275.40 | 1093.80 | 10 | 8574.30 | 1147.90 | 984.40 |  |  |  |  | 1300 | 800 | 400 | 33330 |  | 84159000 | CZ
601018 | Combi coil, right 5/10 MT100+MT80 |  |  | 1 | 9527.00 | 1275.40 | 1093.80 | 10 | 8574.30 | 1147.90 | 984.40 |  |  |  |  | 1300 | 800 | 400 | 33330 |  | 84159000 | CZ
601020 | Condenser, water-cooled | 033256,175333 |  | 1 | 4319.30 | 578.30 | 496.00 | 10 | 3887.40 | 520.50 | 446.40 |  |  |  |  | 100 | 270 | 650 | 2000 |  | 84189910
601022 | Combi coil, left, 7/14 MT 125 |  |  | 1 | 12917.73 | 1738.59 | 1491.65 | 10 | 11626.00 | 1564.70 | 1342.50 |  |  |  |  | 1700 | 260 | 830 | 25000 |  | 84159000
601024 | Combi coil, left, DanX 5/10 8RR |  |  | 1 | 12051.80 | 1613.30 | 1383.70 | 10 | 10846.60 | 1452.00 | 1245.30 |  |  |  |  | 1750 | 370 | 850 | 25000 |  | 84159000
601025 | Combi coil, right, DanX 5/10 8RR |  |  | 1 | 17066.70 | 2284.90 | 1960.60 | 10 | 15360.00 | 2056.40 | 1764.50 |  |  |  |  | 1460 | 800 | 480 | 25000 |  | 84159000
601032 | Combi coil, right, DanX 7/14 8RR |  |  | 1 | 24707.30 | 3306.90 | 2837.50 | 10 | 22236.60 | 2976.20 | 2553.80 |  |  |  |  | 2000 | 880 | 480 | 150000 |  | 84159000
601034 | Combi coil, right, DanX 9/18 5RR |  |  | 1 | 16434.10 | 2199.90 | 1887.00 | 10 | 14790.70 | 1979.90 | 1698.30 |  |  |  |  | 1200 | 250 | 450 | 60000 |  | 84159000
601035 | Combi coil, left, DanX 9/18 8RR |  |  | 1 | 25568.50 | 3423.10 | 2935.60 | 10 | 23011.70 | 3080.80 | 2642.00 |  |  |  |  | 0 | 0 | 0 | 1417089 |  | 84159000
601037 | Combi coil, left, 16/32 6RR |  |  | 1 | 24096.60 | 3225.80 | 2766.50 | 10 | 21686.90 | 2903.20 | 2489.80 |  |  |  |  | 2300 | 400 | 1400 | 140000 |  | 84159000
601038 | Combi coil, right, 16/32 6RR |  |  | 1 | 24096.60 | 3225.80 | 2766.50 | 10 | 21686.90 | 2903.20 | 2489.80 |  |  |  |  | 2300 | 400 | 1400 | 140000 |  | 84159000
601040 | Water-cooled condenser |  |  | 1 | 11778.30 | 1576.70 | 1352.30 | 10 | 10600.40 | 1419.10 | 1217.00 |  |  |  |  | 850 | 300 | 500 | 19000 |  | 84159000
601044 | Combi coil, left 12/24 8RR |  |  | 1 | 36239.50 | 4851.20 | 4160.50 | 10 | 32615.60 | 4366.10 | 3744.50 |  |  |  |  | 2090 | 300 | 1100 | 30300 |  | 84159000 | CZ
601045 | Combi coil, right 12/24 8RR |  |  | 1 | 36239.50 | 4851.20 | 4160.50 | 10 | 32615.60 | 4366.10 | 3744.50 |  |  |  |  | 2090 | 300 | 1100 | 30300 |  | 84159000 | CZ
601053 | Evaporator coil, Af 5/10 Pos H Eco 1022p2108114025e01 17 Iht.A |  |  | 1 | 15443.30 | 2067.40 | 1773.00 | 10 | 13898.90 | 1860.60 | 1595.70 |  |  |  |  | 1285 | 350 | 350 | 25000 |  | 84189910
601054 | Condenser, Af 5/10 Pos RH |  |  | 1 | 15098.30 | 2021.20 | 1733.40 | 10 | 13588.50 | 1819.10 | 1560.10 |  |  |  |  | 1200 | 320 | 365 | 25000 |  | 84189910
601057 | Evaporator coil, Af 3/6 Pos H |  |  | 1 | 12393.00 | 1659.30 | 1422.80 | 10 | 11153.70 | 1493.40 | 1280.50 |  |  |  |  | 2000 | 220 | 900 | 36000 |  | 84189910
601065 | Evaporator coil, Af 12/24 Pos H |  |  | 1 | 32003.30 | 4284.20 | 3674.30 | 10 | 28803.00 | 3855.80 | 3306.90 |  |  |  |  | 2100 | 310 | 875 | 104000 |  | 84189910
601090 | Condenser, water-cooled |  |  | 1 | 4793.30 | 641.70 | 550.30 | 10 | 4313.90 | 577.50 | 495.30 |  |  |  |  | 310 | 315 | 110 | 15000 |  | 84189910
601100 | Water-cooled condenser |  |  | 1 | 7161.00 | 958.60 | 822.20 | 10 | 6444.90 | 862.80 | 739.90 |  |  |  |  | 360 | 360 | 190 | 8300 |  | 84159000
601101 | Condenser, water-cooled condenser |  |  | 1 | 17869.50 | 2392.20 | 2051.60 | 10 | 16082.60 | 2153.00 | 1846.40 |  |  |  |  | 1000 | 300 | 1000 | 55000 |  | 84189910
601102 | Condenser, water-cooled condenser |  |  | 1 | 33129.90 | 4435.60 | 3803.80 | 10 | 29816.90 | 3992.00 | 3423.40 |  |  |  |  | 1000 | 300 | 1000 | 53000 |  | 84189910
601923 | Reciprocating compressor, FH 5524 C, 1 x 230 V, 50 Hz | 046027 |  | 1 | 3990.80 | 534.20 | 458.20 | 10 | 3591.70 | 480.80 | 412.40 |  |  |  |  | 225 | 235 | 340 | 30540 | For a complete compressor these parts are needed. | 84143081
601925 | Capacitor | 064396,046027,175377 |  | 1 | 469.80 | 62.90 | 53.90 | 10 | 422.80 | 56.60 | 48.50 |  |  |  |  | 130 | 60 | 60 | 272 |  | 84149000
601926 | Starting capacitor | 046027,064396,175377 |  | 1 | 291.90 | 39.10 | 33.90 | 10 | 262.70 | 35.20 | 30.50 |  |  |  |  | 135 | 50 | 60 | 180 |  | 84149000
601927 | Relay | 046027,064396,175377 |  | 1 | 505.30 | 67.70 | 58.40 | 10 | 454.80 | 60.90 | 52.60 |  |  |  |  | 50 | 50 | 50 | 50 |  | 84149000
601928 | Vibration damper | 046027 |  | 1 | 58.40 | 8.00 | 6.80 | 10 | 52.60 | 7.20 | 6.10 |  |  |  |  | 50 | 50 | 50 | 50 |  | 40169300
601929 | Bushing | 046027 |  | 1 | 40.90 | 5.50 | 4.90 | 10 | 36.80 | 5.00 | 4.40 |  |  |  |  | 50 | 50 | 50 | 50 |  | 84149000
601962 | Compressor, R134a, with soldering spigots | 013692 |  | 1 | 5979.40 | 800.50 | 686.50 | 10 | 5381.50 | 720.40 | 617.90 |  |  |  |  | 250 | 300 | 450 | 44000 |  | 84143081 | FR
602021 | Reciprocating compressor, 3 x 400 V/50 Hz |  |  | 1 | 4836.60 | 647.40 | 555.50 | 10 | 4352.90 | 582.70 | 500.00 |  |  |  |  | 260 | 310 | 340 | 27250 |  | 84143081
602023 | Reciprocating compressor, 3 x 230 V |  |  | 1 | 7372.80 | 987.30 | 846.60 | 10 | 6635.50 | 888.60 | 761.90 |  |  |  |  | 0 | 0 | 0 | 25500 |  | 84143081
602025 | Reciprocating compressor, MTZ 64 |  |  | 1 | 8037.50 | 1076.00 | 922.80 | 10 | 7233.70 | 968.40 | 830.50 |  |  |  |  | 0 | 0 | 0 | 39000 |  | 84143081
602054 | Reciprocating compressor, MTZ 100 HS4V, 3 x 400 V/50 Hz |  |  | 1 | 13734.40 | 1838.60 | 1577.00 | 10 | 12361.00 | 1654.70 | 1419.30 |  |  |  |  | 1000 | 1000 | 1000 | 60000 |  | 84143081
602055 | Reciprocating compressor, MTZ 125 HU4V, 3 x 400 V/50 Hz, R407c |  |  | 1 | 16622.20 | 2225.20 | 1908.40 | 10 | 14960.00 | 2002.70 | 1717.60 |  |  |  |  | 0 | 0 | 0 | 70000 |  | 84143081
602056 | Reciprocating compressor, MTZ 50 HK4V, 3x400V/50Hz, R407c |  |  | 1 | 7482.30 | 1001.60 | 859.10 | 10 | 6734.10 | 901.40 | 773.20 |  |  |  |  | 600 | 600 | 600 | 37000 |  | 84143081
602057 | Reciprocating compressor, MTZ 160 HW4V, 3 x 400V/50 Hz |  |  | 1 | 21310.00 | 2852.70 | 2446.60 | 10 | 19179.00 | 2567.40 | 2201.90 |  |  |  |  | 500 | 500 | 500 | 71000 |  | 84143081
602114 | Reciprocating compressor, MTZ64-4VI, 3 x 400 V/50 Hz, R407c |  |  | 1 | 12560.90 | 1681.50 | 1442.10 | 10 | 11304.80 | 1513.40 | 1297.90 |  |  |  |  | 0 | 0 | 0 | 40000 |  | 84143081
602200 | Valve VO2, Rotalock |  |  | 1 | 844.40 | 113.00 | 97.00 | 10 | 760.00 | 101.70 | 87.30 |  |  |  |  | 220 | 220 | 140 | 800 |  | 90329000
602210 | Valve 1 1/4"- 3/4" |  |  | 1 | 437.80 | 58.60 | 50.30 | 10 | 394.00 | 52.70 | 45.20 |  |  |  |  | 0 | 0 | 0 | 500 |  | 90329000
602230 | Valve, V06 |  | 4820-22-610-9618 | 1 | 572.80 | 76.70 | 65.80 | 10 | 515.50 | 69.00 | 59.20 |  |  |  |  | 90 | 90 | 55 | 240 |  | 90329000
602240 | Valve 1-3/4" - 7/8" |  |  | 1 | 494.20 | 66.20 | 56.70 | 10 | 444.70 | 59.50 | 51.10 |  |  |  |  | 0 | 0 | 0 | 600 |  | 90329000
602250 | Valve, V09 |  |  | 1 | 572.80 | 76.70 | 65.80 | 10 | 515.50 | 69.00 | 59.20 |  |  |  |  | 90 | 90 | 55 | 270 |  | 90329000
602444 | Capacitor 25µF/400 V | 602441,602447,293737,293724 |  | 1 | 519.30 | 69.70 | 59.90 | 10 | 467.40 | 62.70 | 53.90 |  |  |  |  | 130 | 45 | 45 | 185 | Operation capacitor 25µF/400 V compatible with: 602448 - Rotating compressor, Luh Rk 5518C 220-240V Psc R407C, 602449 - Rotating compressor, Luh Rk 5512 C 220-240V Psc R407C, 606228 - Rotating compressor, Luh Rk 5518C 220-240V Psc R407C. | 84149000 | IT
602448 | Rotary compressor, Luh Rk 5480 C, 220-240v Psc R407C | 602447 |  | 1 | 2804.40 | 375.40 | 322.00 | 10 | 2523.90 | 337.90 | 289.80 |  |  |  |  | 230 | 180 | 290 | 11680 | For a complete compressor part list, please see the webshop. | 84143020
602451 | Overload protection | 602447 |  | 1 | 161.60 | 21.60 | 18.50 | 10 | 145.40 | 19.50 | 16.70 |  |  |  |  | 80 | 35 | 26 | 14 |  | 84149000
602452 | Overload protection | 293737,061242 |  | 1 | 175.00 | 23.40 | 20.10 | 10 | 157.50 | 21.10 | 18.10 |  |  |  |  | 80 | 27 | 27 | 12 |  | 84149000
602455 | Cover, compressor | 602441,293737,060462,293724,602447, |  | 1 | 95.60 | 12.80 | 11.00 | 10 | 86.10 | 11.50 | 9.90 |  |  |  |  | 85 | 66 | 40 | 40 | Cover, compressor connection compatible with: 602448 - Rotating compressor, Luh Rk 5518C 220-240V Psc R407C, 602449 - Rotating compressor, Luh Rk 5512 C 220-240V Psc R407C, 606228 - Rotating compressor, Luh Rk 5518C 220-240V Psc R407C. | 84149000
602456 | Gasket, compressor cover | 602441,293737,293724,602447 |  | 1 | 106.80 | 14.30 | 12.30 | 10 | 96.10 | 12.90 | 11.10 |  |  |  |  | 90 | 76 | 10 | 14 | Gasket, compressor compatible with: 602448 - Rotating compressor, Luh Rk 5518C 220-240V Psc R407C, 602449 - Rotating compressor, Luh Rk 5512 C 220-240V Psc R407C, 606228 - Rotating compressor, Luh Rk 5518C 220-240V Psc R407C . | 84149000
602457 | Nut M6 | 602447,293737,293724,602441 |  | 1 | 31.80 | 4.30 | 3.80 | 10 | 28.60 | 3.90 | 3.40 |  |  |  |  | 5 | 10 | 10 | 4 | Nut M6 compatible with: 602448 - Rotating compressor, Luh Rk 5518C 220-240V Psc R407C, 602449 - Rotating compressor, Luh Rk 5512 C 220-240V Psc R407C, 606228 - Rotating compressor, Luh Rk 5518C 220-240V Psc R407C . | 84149000
602466 | Compressor, Copeland | 602467 | 4130-22-623-8604 | 1 | 7312.50 | 978.90 | 839.60 | 10 | 6581.30 | 881.00 | 755.60 |  |  |  |  | 410 | 410 | 410 | 26500 |  | 84159000
602740 | Liquid receiver, 0.88 litres | 071040,290324 |  | 1 | 320.20 | 42.90 | 36.80 | 10 | 288.20 | 38.60 | 33.10 |  |  |  |  | 235 | 110 | 80 | 662 |  | 84189910 | DK
602790 | Liquid receiver | 081870 |  | 1 | 615.60 | 82.40 | 70.70 | 10 | 554.10 | 74.20 | 63.60 |  |  |  |  | 320 | 150 | 150 | 2200 |  | 84189910
602810 | Receiver, Bitzer F102H |  |  | 1 | 3591.50 | 480.80 | 412.30 | 10 | 3232.40 | 432.70 | 371.10 |  |  |  |  | 500 | 500 | 500 | 10000 |  | 84189910
602821 | Valve, safety valve 5232A 27, 6 bar CE |  |  | 1 | 1521.50 | 203.70 | 174.70 | 10 | 1369.40 | 183.30 | 157.20 |  |  |  |  | 100 | 100 | 70 | 250 |  | 90329000 | DK
602822 | Bitzer/safety valve, adapter for pressure relief valve connection |  |  | 1 | 735.00 | 98.40 | 84.40 | 10 | 661.50 | 88.60 | 75.90 |  |  |  |  | 35 | 25 | 25 | 50 |  | 84135080 | DK
603050 | Suction line accumulator |  |  | 1 | 2051.00 | 274.60 | 235.50 | 10 | 1845.90 | 247.10 | 211.90 |  |  |  |  | 450 | 160 | 170 | 6000 |  | 84189910
603110 | Oil separator |  |  | 1 | 2754.00 | 368.70 | 316.20 | 10 | 2478.60 | 331.80 | 284.60 |  |  |  |  | 220 | 220 | 100 | 100
603410 | Valve, 4-way |  |  | 1 | 1492.10 | 199.70 | 171.30 | 10 | 1342.80 | 179.80 | 154.20 |  |  |  |  | 300 | 200 | 200 | 1350 |  | 90329000 | DK
603422 | Coil, 4-way valve |  |  | 1 | 242.80 | 32.50 | 27.90 | 10 | 218.50 | 29.20 | 25.10 |  |  |  |  | 0 | 0 | 0 | 100
603500 | Valve, 4-way |  |  | 1 | 650.10 | 87.00 | 74.60 | 10 | 585.10 | 78.30 | 67.20 |  |  |  |  | 0 | 0 | 0 | 50 |  | 90329000
603942 | Thermostatic valve, 3/8 x 1/2 x 1/4 | 085904 |  | 1 | 1613.00 | 215.90 | 185.20 | 10 | 1451.70 | 194.30 | 166.70 |  |  |  |  | 140 | 120 | 55 | 260 |  | 90321080 | DK
603968 | Thermostatic valve |  | 4820-22-623-8610 | 1 | 898.00 | 120.20 | 103.10 | 10 | 808.20 | 108.40 | 93.00 |  |  |  |  | 0 | 0 | 0 | 162 |  | 90321080
604011 | Valve, TMVL-X-R407C |  |  | 1 | 1254.70 | 168.20 | 144.30 | 10 | 1129.20 | 151.40 | 129.90 |  |  |  |  | 100 | 100 | 100 | 100 |  | 90321080
604012 | Thermostatic valve, Tmxl-r407c-mop+15 |  |  | 1 | 1482.60 | 198.50 | 170.40 | 10 | 1334.30 | 178.70 | 153.40 |  |  |  |  | 220 | 120 | 120 | 350 |  | 84159000
604013 | Nozzle |  |  | 1 | 403.50 | 54.00 | 46.30 | 10 | 363.20 | 48.60 | 41.70 |  |  |  |  | 220 | 220 | 100 | 150 |  | 90329000
604014 | Nozzle 4.75 Tmvd 00011 |  |  | 1 | 303.10 | 40.50 | 35.00 | 10 | 272.80 | 36.50 | 31.50 |  |  |  |  | 50 | 50 | 50 | 50 |  | 90329000
604015 | Nozzle XD5 TMXD 00102 |  |  | 1 | 853.00 | 114.50 | 98.20 | 10 | 767.70 | 103.10 | 88.40 |  |  |  |  | 120 | 50 | 37 | 124 |  | 73229000 | DK
604016 | Nozzle XD6 no. TMXD-00103 |  |  | 1 | 758.00 | 101.50 | 87.00 | 10 | 682.20 | 91.30 | 78.30 |  |  |  |  | 120 | 50 | 37 | 124 |  | 73229000 | DK
604017 | Nozzle XD8 no. TMXD 00105 |  |  | 1 | 772.70 | 103.40 | 88.70 | 10 | 695.40 | 93.10 | 79.80 |  |  |  |  | 50 | 50 | 50 | 50 |  | 73229000 | DK
604018 | Nozzle XD 10 NR. TMXD 00106 |  |  | 1 | 772.70 | 103.40 | 88.70 | 10 | 695.40 | 93.10 | 79.80 |  |  |  |  | 120 | 220 | 220 | 100 |  | 73229000 | DK
604020 | Expansion valve |  |  | 1 | 522.50 | 69.90 | 60.00 | 10 | 470.20 | 63.00 | 54.00 |  |  |  |  | 100 | 100 | 70 | 150 |  | 84159000
604021 | Valve casing XLS 1/2+5/8 x 5/8+7/8 |  |  | 1 | 560.70 | 75.10 | 64.40 | 10 | 504.60 | 67.60 | 57.90 |  |  |  |  | 50 | 50 | 50 | 250 |  | 84159000 | DK
604880 | Non-return valve |  |  | 1 | 490.40 | 65.70 | 56.30 | 10 | 441.40 | 59.10 | 50.70 |  |  |  |  | 115 | 18 | 18 | 200 |  | 90329000
604890 | Non-return valve |  |  | 1 | 385.50 | 51.60 | 44.30 | 10 | 347.00 | 46.40 | 39.80 |  |  |  |  | 0 | 0 | 0 | 200 |  | 90321089
604902 | Valve 7/8", soldered, Nrv19s, 20-1054 code K |  |  | 1 | 518.40 | 69.40 | 59.60 | 10 | 466.60 | 62.50 | 53.60 |  |  |  |  | 120 | 120 | 120 | 100 |  | 90329000
605112 | Thermostatic valve, 3/8 x 1/2 x 1/4 | 085916 |  | 1 | 1585.30 | 212.20 | 182.00 | 10 | 1426.80 | 191.00 | 163.80 |  |  |  |  | 140 | 120 | 55 | 200 |  | 90321080
605140 | Service valve, Schrader 1/4" | 094694,076017,064562,063125 |  | 1 | 37.60 | 5.30 | 4.30 | 10 | 33.80 | 4.80 | 3.90 |  |  |  |  | 75 | 0 | 0 | 200 |  | 84159000
605410 | Solenoid valve EVR 10 |  |  | 1 | 1052.90 | 141.00 | 120.80 | 10 | 947.50 | 126.90 | 108.80 |  |  |  |  | 100 | 100 | 100 | 431 |  | 90321020
605470 | Solenoid valve | 292877,292877,094973 |  | 1 | 563.50 | 75.60 | 64.80 | 10 | 507.20 | 68.00 | 58.30 |  |  |  |  | 105 | 80 | 35 | 165 |  | 84149000
605520 | Coil 24 V/50 Hz |  |  | 1 | 503.20 | 67.40 | 57.80 | 10 | 452.90 | 60.60 | 52.00 |  |  |  |  | 100 | 100 | 100 | 304 |  | 84159000
606540 | Flat washer, washer for base plate accessories, compressor ø22/ø8 | 091324,074558,036961,036895,098448 |  | 1 | 8.80 | 1.20 | 1.00 | 10 | 7.90 | 1.10 | 0.90 |  |  |  |  | 25 | 25 | 2 | 6 |  | 73182200 | GB
606671 | Pressostat |  | 5930-22-609-9745 | 1 | 1396.10 | 187.00 | 160.40 | 10 | 1256.60 | 168.20 | 144.40 |  |  |  |  | 100 | 100 | 100 | 300 |  | 90322000
606720 | Pressure sensitive switch, cartridge Type Cb, 22 bar drift Cb 061f6080 |  |  | 1 | 374.40 | 50.10 | 43.00 | 10 | 337.00 | 45.10 | 38.70 |  |  |  |  | 220 | 220 | 140 | 500 |  | 90322000
606730 | Pressostat, low pressure |  |  | 1 | 285.80 | 38.30 | 32.80 | 10 | 257.20 | 34.40 | 29.50 |  |  |  |  | 130 | 50 | 25 | 95 |  | 90322000
606900 | High pressure manometer with Dantherm logo |  |  | 1 | 584.00 | 78.20 | 67.00 | 10 | 525.60 | 70.40 | 60.30 |  |  |  |  | 85 | 85 | 70 | 250 |  | 73229000
606910 | Low pressure manometer, ø63mm, with Dantherm logo |  |  | 1 | 496.40 | 66.50 | 57.00 | 10 | 446.80 | 59.80 | 51.30 |  |  |  |  | 85 | 85 | 70 | 250 |  | 73229000
607211 | Dry filter, DCL 032s 1/4" | 054107 |  | 1 | 189.60 | 25.40 | 21.80 | 10 | 170.60 | 22.80 | 19.60 |  |  |  |  | 105 | 45 | 45 | 168 |  | 84189990
607230 | Filter drier, DCL 053S 3/8'' | 099605,480382,500953,099614,480523,500952,099618,500851,480421,063129,099607,489250,099611,481194 | 4130-22-123-3291 | 1 | 183.80 | 24.60 | 21.10 | 10 | 165.40 | 22.10 | 19.00 |  |  |  |  | 0 | 0 | 0 | 340 |  | 84189990 | DK
607231 | Dry filter | 298976,071046 |  | 1 | 225.10 | 30.10 | 25.80 | 10 | 202.50 | 27.10 | 23.30 |  |  |  |  | 143 | 90 | 90 | 322 |  | 84189990
607290 | Filter drier, Dcl164s |  |  | 1 | 418.90 | 56.10 | 48.10 | 10 | 377.00 | 50.50 | 43.30 |  |  |  |  | 0 | 0 | 0 | 431 |  | 84189990
607296 | Dry filter |  |  | 1 | 390.10 | 52.20 | 44.80 | 10 | 351.10 | 47.00 | 40.30 |  |  |  |  | 0 | 0 | 0 | 300 |  | 84189990
607297 | Dry filter, 5/8" lodde. Dml 165s |  |  | 1 | 51.90 | 7.00 | 6.10 | 10 | 46.70 | 6.30 | 5.50 |  |  |  |  | 50 | 50 | 50 | 50 |  | 84189990
607410 | Dry filter | 074558,036758 |  | 1 | 19.20 | 2.70 | 2.30 | 10 | 17.30 | 2.40 | 2.10 |  |  |  |  | 120 | 20 | 20 | 38 |  | 84189990
607630 | Inspection glass, 3/8" | 071047 | 4730-22-123-3292 | 1 | 179.70 | 24.40 | 21.10 | 10 | 161.70 | 22.00 | 19.00 |  |  |  |  | 130 | 24 | 27 | 104 |  | 84159000 | CN
607840 | Vibration damper, 7/8" |  |  | 1 | 988.50 | 132.60 | 113.50 | 10 | 889.70 | 119.30 | 102.20 |  |  |  |  | 0 | 0 | 0 | 310 |  | 40169300
607850 | Vibration damper, 1-1/8" |  |  | 1 | 1241.60 | 166.40 | 142.50 | 10 | 1117.40 | 149.80 | 128.30 |  |  |  |  | 0 | 0 | 0 | 420 |  | 40169300
608700 | Fitting for copper tubes, soldering adapter 1/4". 1 packet = 2 pcs. |  | 4730-22-610-9619 | 1 | 202.90 | 27.10 | 23.30 | 10 | 182.70 | 24.50 | 21.10 |  |  |  |  | 100 | 100 | 100 | 50 |  | 74122000
612900 | Rectus 25KA, snap coupling, 6mm |  | 4730-12-342-5668 | 1 | 529.00 | 70.70 | 60.60 | 10 | 476.10 | 63.60 | 54.50 |  |  |  |  | 120 | 120 | 120 | 97 |  | 73229000
612930 | Snap coupling nipple 1/8" Zn |  | 4730-22-608-6094 | 1 | 74.20 | 9.90 | 8.40 | 10 | 66.90 | 8.90 | 7.60 |  |  |  |  | 0 | 0 | 0 | 16 |  | 73229000
612931 | Screw cap 1/4", brass |  |  | 1 | 20.50 | 2.80 | 2.30 | 10 | 18.50 | 2.50 | 2.00 |  |  |  |  | 100 | 100 | 50 | 100 |  | 27101929
791071 | Two way valve, Kvs 10, Dn 25 |  |  | 1 | 2356.80 | 315.50 | 270.60 | 10 | 2121.10 | 283.90 | 243.50 |  |  |  |  | 0 | 0 | 0 | 350 |  | 90329000
791131 | 3 -way valve, KVS value 16 |  |  | 1 | 3452.50 | 462.20 | 396.40 | 10 | 3107.30 | 416.00 | 356.70 |  |  |  |  | 0 | 0 | 0 | 400 |  | 90329000
791147 | Screwed fitting AC-32T, DN32 |  |  | 1 | 443.10 | 59.30 | 50.90 | 10 | 398.80 | 53.40 | 45.80 |  |  |  |  | 100 | 100 | 50 | 500 |  | 74122000
796001 | Cover, Dtr 7884 |  | 2910-22-126-7527 | 1 | 1019.60 | 136.40 | 117.10 | 10 | 917.40 | 123.00 | 105.60 |  |  |  |  | 90 | 60 | 6 | 40 |  | 73229000
796002 | Rod and screw, Dtr 7543 |  | 5120-22-126-7528 | 1 | 514.40 | 68.80 | 59.00 | 10 | 463.00 | 61.80 | 53.00 |  |  |  |  | 0 | 0 | 0 | 965 |  | 73229000
796004 | Air shutter, Dtr 7549 |  | 4820-22-126-7530 | 1 | 365.40 | 48.90 | 41.80 | 10 | 328.80 | 43.80 | 38.00 |  |  |  |  | 100 | 100 | 50 | 100 |  | 73229000
796005 | Fan wheel, Dtr 7476 |  | 4520-15-163-0570 | 1 | 856.00 | 114.60 | 98.30 | 10 | 770.40 | 103.10 | 88.40 |  |  |  |  | 0 | 0 | 0 | 314 |  | 73229000
796006 | Block, Dtr 7550 |  | 4520-15-163-0569 | 1 | 492.20 | 66.00 | 56.50 | 10 | 443.10 | 59.30 | 50.90 |  |  |  |  | 0 | 0 | 0 | 5 |  | 73229000
796007 | Swivel plate, Dtr 7551 |  | 4530-22-126-7531 | 1 | 704.00 | 94.10 | 80.90 | 10 | 633.50 | 84.80 | 72.70 |  |  |  |  | 0 | 0 | 0 | 50 |  | 73229000
796008 | Swivel plate, Dtr 7552 |  | 4730-15-170-1643 | 1 | 750.90 | 100.60 | 86.20 | 10 | 675.90 | 90.40 | 77.50 |  |  |  |  | 0 | 0 | 0 | 200 |  | 73229000
796010 | Burner tube, Dtr 7554 |  | 4530-22-126-7533 | 1 | 1507.90 | 201.90 | 173.30 | 10 | 1356.80 | 182.00 | 155.90 |  |  |  |  | 0 | 0 | 0 | 600 |  | 73229000
796011 | Burner tube, Dtr 7559 |  | 4530-15-170-1644 | 1 | 1476.50 | 197.70 | 169.30 | 10 | 1328.70 | 177.70 | 152.50 |  |  |  |  | 0 | 0 | 0 | 500 |  | 73229000
796017 | Cable with plug, DTR 7890 |  | 6115-22-126-7534 | 1 | 217.70 | 29.20 | 25.00 | 10 | 196.00 | 26.10 | 22.50 |  |  |  |  | 0 | 0 | 0 | 50 |  | 73229000
796018 | Magnet coil, Dtr 7565 |  | 4810-15-148-7103 | 1 | 470.60 | 63.20 | 54.20 | 10 | 423.50 | 56.70 | 48.60 |  |  |  |  | 0 | 0 | 0 | 70 |  | 73229000
796019 | Shield, Dtr 7566 |  | 5340-22-126-7535 | 1 | 330.00 | 44.10 | 38.00 | 10 | 297.10 | 39.80 | 34.00 |  |  |  |  | 0 | 0 | 0 | 68 |  | 73229000
796020 | Oil pump, R.B.L | 796033 | 2910-15-148-7104 | 1 | 3401.90 | 455.40 | 390.60 | 10 | 3061.90 | 409.70 | 351.50 |  |  |  |  | 130 | 120 | 100 | 974 |  | 73229000
796024 | Coupling, Dtr 0443 |  | 4530-15-150-7427 | 1 | 217.70 | 29.20 | 25.00 | 10 | 196.00 | 26.10 | 22.50 |  |  |  |  | 120 | 20 | 160 | 24 |  | 73229000 | IT
796025 | Motor, Dtr 7606 |  | 6105-22-126-7208 | 1 | 3419.60 | 457.70 | 392.60 | 10 | 3077.60 | 412.30 | 353.50 |  |  |  |  | 0 | 0 | 0 | 2750 |  | 73229000
796030 | Filter for burner |  | 4320-15-163-0568 | 1 | 283.30 | 32.60 | 32.60 | 1 | 243.60 | 29.30 | 28.00 | 10 | 219.20 |  | 25.20 | 105 | 75 | 15 | 10 |  | 84219990 | IT
796032 | Hose connection, Dtr 7889 |  | 4730-22-126-7550 | 1 | 327.20 | 43.80 | 37.60 | 10 | 294.30 | 39.60 | 33.70 |  |  |  |  | 80 | 20 | 120 | 35 |  | 73229000
796037 | O-ring, Dtr 7028 |  | 5331-22-126-7538 | 1 | 41.60 | 5.60 | 4.80 | 10 | 37.60 | 5.10 | 4.00 |  |  |  |  | 50 | 50 | 50 | 100 |  | 73229000
796038 | Thermal gasket |  | 5330-22-126-7539 | 1 | 36.00 | 5.10 | 4.00 | 10 | 32.60 | 4.50 | 3.60 |  |  |  |  | 50 | 50 | 50 | 100 |  | 70199000
796044 | Bleeder screw, Dtr 7893 |  | 5305-22-126-7537 | 1 | 754.80 | 101.10 | 86.50 | 10 | 679.20 | 91.00 | 77.80 |  |  |  |  | 50 | 50 | 50 | 100 |  | 73229000
796048 | Service kit for burner motor |  | 5330-22-125-1427 | 1 | 511.90 | 68.50 | 58.70 | 10 | 460.50 | 61.50 | 52.80 |  |  |  |  | 0 | 0 | 0 | 15 |  | 73229000
796051 | Tool accessories VA-M15 |  | 5325-22-611-5530 | 1 | 667.00 | 89.30 | 76.30 | 10 | 600.40 | 80.30 | 68.80 |  |  |  |  | 0 | 0 | 0 | 50 |  | 73229000
796054 | Fuel hose, lance/filter | 543741 | 4720-22-600-8879 | 1 | 541.40 | 72.50 | 62.10 | 10 | 487.40 | 65.10 | 56.20 |  |  |  |  | 250 | 175 | 100 | 260 |  | 73229000
796055 | Fuel hose, filter/flow |  | 4720-22-600-8882 | 1 | 464.20 | 62.10 | 53.00 | 10 | 417.60 | 56.20 | 48.00 |  |  |  |  | 100 | 100 | 70 | 250 |  | 73229000
796056 | Fuel hose, flow/preheater |  | 4720-22-600-8883 | 1 | 485.50 | 65.10 | 55.80 | 10 | 437.20 | 58.70 | 50.20 |  |  |  |  | 100 | 100 | 70 | 250 |  | 73229000
796057 | Fuel hose, preheater/burner |  | 4720-22-600-8887 | 1 | 509.70 | 68.20 | 58.40 | 10 | 458.80 | 61.50 | 52.50 |  |  |  |  | 100 | 100 | 70 | 250 |  | 73229000
796058 | Fuel hose, burner/flow |  | 4720-22-600-8889 | 1 | 511.90 | 68.50 | 58.70 | 10 | 460.50 | 61.50 | 52.80 |  |  |  |  | 100 | 100 | 70 | 250 |  | 73229000
796059 | Fuel hose, lance/filter |  | 4720-22-600-8927 | 1 | 392.30 | 52.50 | 44.90 | 10 | 353.30 | 47.40 | 40.80 |  |  |  |  | 350 | 245 | 35 | 180 |  | 73229000
796060 | Fuel hose, filter/flow |  | 4720-22-600-8928 | 1 | 497.50 | 66.60 | 57.30 | 10 | 447.90 | 59.80 | 51.40 |  |  |  |  | 0 | 0 | 0 | 100 |  | 73229000
796061 | Fuel hose, flow/preheater |  | 4720-22-600-8932 | 1 | 622.50 | 83.40 | 71.70 | 10 | 560.20 | 75.00 | 64.30 |  |  |  |  | 0 | 0 | 0 | 500 |  | 73229000
796062 | Fuel hose, preheater/burner |  | 4720-22-600-8936 | 1 | 609.30 | 81.70 | 69.90 | 10 | 548.40 | 73.50 | 63.20 |  |  |  |  | 350 | 245 | 50 | 120 |  | 73229000
796063 | Fuel hose, burner/flow |  | 4720-22-600-8939 | 1 | 266.80 | 35.70 | 30.60 | 10 | 240.10 | 32.30 | 27.60 |  |  |  |  | 350 | 245 | 35 | 90 |  | 73229000
796064 | Electrical central,, 220v,50hz | 555700 | 4520-22-126-0406 | 1 | 11491.50 | 1568.50 | 1319.20 | 10 | 10342.40 | 1384.30 | 1187.50 |  |  |  |  | 320 | 320 | 150 | 2950 |  | 73229000
796069 | Photoconductive cell, Dtr 8471 100.50 |  | 5980-15-149-8767 | 1 | 589.50 | 78.90 | 67.70 | 10 | 530.50 | 71.00 | 60.90 |  |  |  |  | 0 | 0 | 0 | 52 |  | 73229000
796070 | Protective cover, Dtr 7570 | 796023 | 4730-22-126-7543 | 1 | 1068.70 | 142.90 | 122.70 | 10 | 961.80 | 128.90 | 110.30 |  |  |  |  | 0 | 0 | 0 | 300 |  | 73229000 | DK
796140 | Lock nut, M6, A2 |  |  | 1 | 11.50 | 1.50 | 1.50 | 10 | 10.40 | 1.50 | 1.50 |  |  |  |  | 0 | 0 | 0 | 50 |  | 73181630
796376 | Washers for wheels, 20 pcs. |  |  | 1 | 502.10 | 67.10 | 57.60 | 10 | 451.80 | 60.40 | 51.70 |  |  |  |  | 225 | 135 | 30 | 70 |  | 84159000
796380-1 | Front gable, insulated, AC-M7 MKII |  |  | 1 | 1115.30 | 149.30 | 128.00 | 10 | 1003.90 | 134.50 | 115.40 |  |  |  |  | 760 | 980 | 120 | 5000 |  | 84159000
796380-2 | Front gable, insulated, AC-M7 MKII |  |  | 1 | 1115.30 | 149.30 | 128.00 | 10 | 1003.90 | 134.50 | 115.40 |  |  |  |  | 760 | 980 | 120 | 5000 |  | 84159000
796380-3 | Front gable, insulated, AC-M7 MKII |  |  | 1 | 1115.30 | 149.30 | 128.00 | 10 | 1003.90 | 134.50 | 115.40 |  |  |  |  | 760 | 980 | 120 | 5000 |  | 84159000
796382 | Hose, ½" |  | 4720-22-611-2171 | 1 | 448.40 | 60.10 | 51.40 | 10 | 403.80 | 54.20 | 46.40 |  |  |  |  | 220 | 320 | 50 | 50 |  | 84159000
796383 | Locking ring, 10 pcs. |  | 5365-22-611-9723 | 1 | 62.60 | 8.40 | 7.30 | 10 | 56.50 | 7.60 | 6.80 |  |  |  |  | 225 | 135 | 30 | 20 |  | 84159000
796387 | Cable duct, 185mm |  | 5975-22-611-2206 | 1 | 469.80 | 62.90 | 54.20 | 10 | 422.70 | 56.50 | 48.60 |  |  |  |  | 190 | 150 | 100 | 150 |  | 84159000
796388 | Cable duct, 80mm |  | 5975-22-611-2209 | 1 | 446.80 | 59.80 | 51.10 | 10 | 401.90 | 53.70 | 46.10 |  |  |  |  | 100 | 100 | 100 | 100 |  | 84159000
796389-1 | Top cover plate, complete |  |  | 1 | 2952.70 | 395.40 | 338.90 | 10 | 2657.20 | 355.80 | 304.90 |  |  |  |  | 1000 | 500 | 500 | 6500 |  | 84159000
796389-2 | Top cover plate, complete |  |  | 1 | 2952.70 | 395.40 | 338.90 | 10 | 2657.20 | 355.80 | 304.90 |  |  |  |  | 1000 | 500 | 500 | 6500 |  | 84159000
796389-3 | Top cover plate, complete |  |  | 1 | 2952.70 | 395.40 | 338.90 | 10 | 2657.20 | 355.80 | 304.90 |  |  |  |  | 1000 | 500 | 500 | 6500 |  | 84159000
796389-4 | Top cover plate, complete |  |  | 1 | 2952.70 | 395.40 | 338.90 | 10 | 2657.20 | 355.80 | 304.90 |  |  |  |  | 1000 | 500 | 500 | 6500 |  | 84159000
796389-5 | Top cover plate, complete |  |  | 1 | 2952.70 | 395.40 | 338.90 | 10 | 2657.20 | 355.80 | 304.90 |  |  |  |  | 1000 | 500 | 500 | 6500 |  | 84159000
796389-6 | Top cover plate, complete |  |  | 1 | 2952.70 | 395.40 | 338.90 | 10 | 2657.20 | 355.80 | 304.90 |  |  |  |  | 1000 | 500 | 500 | 6500 |  | 84159000
796390-1 | Centre plate, complete |  | 4120-22-611-2214 | 1 | 1151.80 | 154.40 | 132.30 | 10 | 1036.70 | 139.00 | 119.10 |  |  |  |  | 800 | 840 | 100 | 2500 |  | 84159000
796390-2 | Centre plate, complete |  | 4120-22-611-2214 | 1 | 1151.80 | 154.40 | 132.30 | 10 | 1036.70 | 139.00 | 119.10 |  |  |  |  | 800 | 840 | 100 | 2500 |  | 84159000
796390-3 | Centre plate, complete |  | 4120-22-611-2214 | 1 | 1151.80 | 154.40 | 132.30 | 10 | 1036.70 | 139.00 | 119.10 |  |  |  |  | 800 | 840 | 100 | 2500 |  | 84159000
796390-4 | Centre plate, complete |  | 4120-22-611-2214 | 1 | 1151.80 | 154.40 | 132.30 | 10 | 1036.70 | 139.00 | 119.10 |  |  |  |  | 800 | 840 | 100 | 2500 |  | 84159000
796390-5 | Centre plate, complete |  | 4120-22-611-2214 | 1 | 1151.80 | 154.40 | 132.30 | 10 | 1036.70 | 139.00 | 119.10 |  |  |  |  | 800 | 840 | 100 | 2500 |  | 84159000
796390-6 | Centre plate, complete |  | 4120-22-611-2214 | 1 | 1151.80 | 154.40 | 132.30 | 10 | 1036.70 | 139.00 | 119.10 |  |  |  |  | 800 | 840 | 100 | 2500 |  | 84159000
796391-1 | Handle, complete |  |  | 1 | 568.40 | 76.10 | 65.40 | 10 | 511.60 | 68.50 | 59.00 |  |  |  |  | 720 | 230 | 200 | 1150 |  | 84159000
796391-2 | Handle, complete |  |  | 1 | 568.40 | 76.10 | 65.40 | 10 | 511.60 | 68.50 | 59.00 |  |  |  |  | 720 | 230 | 200 | 1150 |  | 84159000
796391-3 | Handle, complete |  |  | 1 | 568.40 | 76.10 | 65.40 | 10 | 511.60 | 68.50 | 59.00 |  |  |  |  | 720 | 230 | 200 | 1150 |  | 84159000
796391-4 | Handle, complete |  |  | 1 | 568.40 | 76.10 | 65.40 | 10 | 511.60 | 68.50 | 59.00 |  |  |  |  | 720 | 230 | 200 | 1150 |  | 84159000
796391-5 | Handle, complete |  |  | 1 | 568.40 | 76.10 | 65.40 | 10 | 511.60 | 68.50 | 59.00 |  |  |  |  | 720 | 230 | 200 | 1150 |  | 84159000
796391-6 | Handle, complete |  |  | 1 | 568.40 | 76.10 | 65.40 | 10 | 511.60 | 68.50 | 59.00 |  |  |  |  | 720 | 230 | 200 | 1150 |  | 84159000
796397-2 | End gable, insulated |  | 4120-22-611-2224 | 1 | 1792.60 | 240.10 | 205.80 | 10 | 1613.20 | 215.90 | 185.00 |  |  |  |  | 500 | 500 | 500 | 2500 |  | 84159000 | DK
796397-3 | End gable, insulated |  | 4120-22-611-2224 | 1 | 1792.60 | 240.10 | 205.80 | 10 | 1613.20 | 215.90 | 185.00 |  |  |  |  | 500 | 500 | 500 | 2500 |  | 84159000 | DK
796398-1 | Front gable, insulated |  | 4120-22-611-2225 | 1 | 1254.00 | 168.00 | 143.70 | 10 | 1128.80 | 151.10 | 129.70 |  |  |  |  | 500 | 500 | 500 | 2500 |  | 84159000 | DK
796398-2 | Front gable, insulated |  | 4120-22-611-2225 | 1 | 1254.00 | 168.00 | 143.70 | 10 | 1128.80 | 151.10 | 129.70 |  |  |  |  | 500 | 500 | 500 | 2500 |  | 84159000 | DK
796400 | Adjustment knob for thermostat |  | 5355-22-123-2218 | 1 | 84.20 | 11.20 | 9.60 | 10 | 75.80 | 10.10 | 8.60 |  |  |  |  | 0 | 0 | 0 | 30 |  | 85365080
797330 | Sensor, humidity and temperature transmitter |  |  | 1 | 10367.50 | 1387.90 | 1190.30 | 10 | 9330.80 | 1249.10 | 1071.30 |  |  |  |  | 220 | 220 | 100 | 300 |  | 84159000
840004 | Fan, 48 V DC, EC, centrifugal |  |  | 1 | 2767.10 | 370.50 | 317.60 | 10 | 2490.40 | 333.40 | 285.80 |  |  |  |  | 320 | 320 | 150 | 2920 |  | 84159000 | DK
840006 | Fan, 230 V, EC, centrifugal |  |  | 1 | 3151.70 | 421.90 | 361.90 | 10 | 2836.50 | 379.70 | 325.70 |  |  |  |  | 410 | 315 | 275 | 4450 |  | 84159000
840058 | Bag filter, M6 (F6) |  |  | 1 | 534.80 | 71.60 | 61.40 | 10 | 427.80 | 57.30 | 49.10 | 50 | 347.60 | 46.50 | 39.90 | 650 | 300 | 200 | 1018 |  | 84213925 | PL
840060 | Fan 230 V, R3G225 |  |  | 1 | 2550.90 | 341.60 | 292.90 | 10 | 2295.80 | 307.40 | 263.60 |  |  |  |  | 275 | 275 | 155 | 1525 |  | 84159000
840061 | Fan, 310mm, 230V AC |  |  | 1 | 3483.20 | 466.30 | 399.90 | 10 | 3134.90 | 419.70 | 359.90 |  |  |  |  | 320 | 320 | 320 | 307 |  | 84159000
840081 | Panel filter, Cardbox-ISO ePM2,5 65%, 130/450/450 (F7) | 070568 |  | 1 | 1835.10 | 245.70 | 210.70 | 10 | 1468.10 | 196.50 | 168.50 | 50 | 1192.80 | 159.70 | 136.90 | 450 | 450 | 130 | 1228 |  | 56031110
840108 | Damper motor, with spring, LF24, 4 Nm | 840109,039512 |  | 1 | 2103.90 | 281.70 | 241.50 | 10 | 1893.50 | 253.50 | 217.40 |  |  |  |  | 250 | 110 | 100 | 2300 |  | 85011010
890011-1 | Cover, air outlet | 208830 |  | 1 | 567.50 | 75.80 | 65.10 | 10 | 511.10 | 68.20 | 58.70 |  |  |  |  | 280 | 270 | 55 | 550 |  | 73229000
890011-2 | Cover, air outlet | 208830 |  | 1 | 567.50 | 75.80 | 65.10 | 10 | 511.10 | 68.20 | 58.70 |  |  |  |  | 280 | 270 | 55 | 550 |  | 73229000
890011-3 | Cover, air outlet | 208830 |  | 1 | 567.50 | 75.80 | 65.10 | 10 | 511.10 | 68.20 | 58.70 |  |  |  |  | 280 | 270 | 55 | 550 |  | 73229000
890011-4 | Cover, air outlet | 208830 |  | 1 | 567.50 | 75.80 | 65.10 | 10 | 511.10 | 68.20 | 58.70 |  |  |  |  | 280 | 270 | 55 | 550 |  | 73229000
890011-5 | Cover, air outlet | 208830 |  | 1 | 567.50 | 75.80 | 65.10 | 10 | 511.10 | 68.20 | 58.70 |  |  |  |  | 280 | 270 | 55 | 550 |  | 73229000
890011-6 | Cover, air outlet | 208830 |  | 1 | 567.50 | 75.80 | 65.10 | 10 | 511.10 | 68.20 | 58.70 |  |  |  |  | 280 | 270 | 55 | 550 |  | 73229000
890011-7 | Cover, air outlet | 208830 |  | 1 | 567.50 | 75.80 | 65.10 | 10 | 511.10 | 68.20 | 58.70 |  |  |  |  | 280 | 270 | 55 | 550 |  | 73229000
890011-8 | Cover, air outlet | 208830 |  | 1 | 567.50 | 75.80 | 65.10 | 10 | 511.10 | 68.20 | 58.70 |  |  |  |  | 280 | 270 | 55 | 550 |  | 73229000
891100 | Thermostat, combi + packing, VAM | 068253,513350 | 4520-22-126-7212 | 1 | 699.70 | 93.50 | 80.60 | 10 | 629.80 | 84.20 | 72.50 |  |  |  |  | 245 | 170 | 95 | 396 |  | 73229000
891110 | OT thermostat + packing | 513340 | 4520-22-126-7211 | 1 | 888.60 | 119.00 | 102.00 | 10 | 799.80 | 107.10 | 91.80 |  |  |  |  | 190 | 110 | 70 | 296 |  | 73229000
891111 | Sumpdrain kit, complete |  | 4710-22-636-3451 | 1 | 936.20 | 125.20 | 107.50 | 10 | 842.60 | 112.70 | 96.80 |  |  |  |  | 280 | 275 | 155 | 190 |  | 73229000
971145 | Service manual, VA-M40 MKII (EN) |  | 7610-22-611-9730 | 1 | 101.90 | 13.70 | 11.50 | 10 | 91.80 | 12.10 | 10.40 |  |  |  |  | 0 | 0 | 0 | 30 |  | 49019900 | DK