## Products.xlsx
Part identification |  |  |  |  | MSRP price |  |  |  | Volume MSRP price |  |  |  | High volume MSRP price |  |  |  | Psysical data |  |  |  | Selction notes | Customs data
Number | Name | Earlier item no. | Nato no. | Status | PCS | DKK | EUR | GBP | PCS | DKK | EUR | GBP | PCS | DKK | EUR | GBP | Length (mm) | Width (mm) | Height (mm) | Weight (g) |  | HS / Tariff code | Country of origin
210171-6 | Gable cover plate for air intake, complete, VA-M15 |  |  |  | 1 | 1025.50 | 137.25 | 117.75 | 10 | 923.00 | 123.50 | 106.00 |  |  |  |  | 0 | 0 | 0 | 7694 |  | 84159000
076532-7 | Rear cover plate, for handle |  |  |  | 1 | 71.75 | 9.50 | 8.25 | 10 | 64.50 | 8.50 | 7.50 |  |  |  |  | 0 | 0 | 0 | 105 |  | 73269098
081661-1 | Grille for air inlet | 079220 | 5340-22-607-2660 |  | 1 | 585.50 | 78.50 | 67.25 | 10 | 527.00 | 70.75 | 60.50 |  |  |  |  | 560 | 300 | 20 | 300 |  | 73229000
077910-3 | Holder, tool bag |  |  |  | 1 | 108.75 | 14.50 | 12.50 | 10 | 98.00 | 13.00 | 11.25 |  |  |  |  | 0 | 0 | 0 | 3333
075198-2 | Labels | 039572 | 7690-22-625-4174 |  | 1 | 583.25 | 78.00 | 67.00 | 10 | 525.00 | 70.25 | 60.25 |  |  |  |  | 130 | 220 | 20 | 3333 |  | 84159000 | DK
505230 | Electric motor, 0,65/2,5 kW, 400V, 700/1400, B3 |  |  |  | MSRP price PCS: 1; MSRP price DKK: 6713.50; MSRP price EUR: 898.75; MSRP price GBP: 771.00 | 0 | 0 | 0 | 36000 | All DanX units are bespoke. To ensure 100% compatibility, please send unit serial or project number from type label to danx@dantherm.com with your compatabillity request.
081350 | Power supply cabel | 524891 | 6150-22-625-4109 |  | 1 | 440.75 | 59.00 | 50.50 | 10 | 396.75 | 53.00 | 45.50 |  |  |  |  | 320 | 185 | 90 | 160 |  | 84159000
570008 | Water heating coil, 2RR Dan-X 7/14 |  |  |  | MSRP price PCS: 1; MSRP price DKK: 5809.25; MSRP price EUR: 777.75; MSRP price GBP: 667.00 | 0 | 0 | 0 | 25500 | All DanX units are bespoke. To ensure 100% compatibility, please send unit serial or project number from type label to danx@dantherm.com with your compatabillity request. | 84195020
796390-1 | Centre plate, complete |  | 4120-22-611-2214 |  | 1 | 990.75 | 132.75 | 113.75 | 10 | 891.75 | 119.50 | 102.50 |  |  |  |  | 800 | 840 | 100 | 2500 | FS 33446 - 796390-1 <br>RAL 1001 - 796390-2 <br>RAL 1014 - 796390-3 <br>RAL 2000 - 796390-4 <br>RAL 6014 - 796390-5 <br>RAL 6031 - 796390-6 | 84159000
570009 | Water heating coil, 3RR DanX 7/14 |  |  |  | MSRP price PCS: 1; MSRP price DKK: 6926.00; MSRP price EUR: 927.25; MSRP price GBP: 795.25 | 2070 | 880 | 350 | 31000 | All DanX units are bespoke. To ensure 100% compatibility, please send unit serial or project number from type label to danx@dantherm.com with your compatabillity request. | 84195020
075314-14 | Cover complete with insulation |  |  |  | 1 | 3726.25 | 498.75 | 427.75 | 10 | 3353.75 | 449.00 | 385.00 |  |  |  |  | 0 | 0 | 0 | 3333 |  | 84159000
081353-1 | Control panel plate | 043036 |  |  | 1 | 90.00 | 12.00 | 10.25 | 10 | 81.00 | 10.75 | 9.25 |  |  |  |  | 225 | 135 | 30 | 110 | 081353-1 is color BS381C298 <BR> 081353-2 is color RAL 1019 <BR> 081353-3 is color RAL 6014 <BR> 081353-4 is color RAL 6031 <BR> 081353-5 is color RAL 9003 <BR> | 84159000
081281-7 | Plate for control panel | 043047 |  |  | 1 | 852.50 | 114.00 | 97.75 | 10 | 767.25 | 102.50 | 88.00 |  |  |  |  | 210 | 110 | 170 | 3333 |  | 84159000
064001 | Wall fittings for thermostat | 064001 | 5340-22-625-4199 |  | 1 | 487.00 | 65.25 | 56.00 | 10 | 438.25 | 58.75 | 50.50 |  |  |  |  | 150 | 105 | 70 | 70 |  | 84159000
063310-6 | Leg closure |  |  |  | 1 | 552.50 | 74.00 | 63.50 | 10 | 497.25 | 66.50 | 57.25 |  |  |  |  | 195 | 110 | 95 | 140 | RAL FS 33446 = 063310-1 <br>RAL 1001 = 063310-2 <br>RAL 1014 = 063310-3 <br>RAL 2000 = 063310-4 <br>RAL 6014 = 063310-5 <br>RAL 6031 = 063310-6 <br>RAL 9010 = 063310-7 | 84159000
612930 | Snap coupling nipple |  | 4730-22-608-6094 |  | 1 | 63.75 | 8.50 | 7.25 | 10 | 57.50 | 7.75 | 6.50 |  |  |  |  | 0 | 0 | 0 | 16 |  | 73229000
095393 | Torx-key T25 | 039777 | 5120-22-630-2558 |  | 1 | 314.00 | 42.00 | 36.00 | 10 | 282.50 | 37.75 | 32.50 |  |  |  |  | 0 | 0 | 0 | 3333 |  | 73229000
295040-2 | Thermostat with cable and plug |  |  |  | 1 | 3001.50 | 401.75 | 344.50 | 10 | 2701.25 | 361.50 | 310.00 |  |  |  |  | 280 | 275 | 155 | 2200 |  | 73229000
069883-7 | Assembly for Powder coating, Pipe for handle, VA-M15 |  |  |  | 1 | 174.75 | 23.50 | 20.00 | 10 | 157.25 | 21.25 | 18.00 |  |  |  |  | 0 | 0 | 0 | 3333 |  | 84159000
063310-5 | Leg closure |  |  |  | 1 | 552.50 | 74.00 | 63.50 | 10 | 497.25 | 66.50 | 57.25 |  |  |  |  | 195 | 110 | 95 | 140 | RAL FS 33446 = 063310-1 <br>RAL 1001 = 063310-2 <br>RAL 1014 = 063310-3 <br>RAL 2000 = 063310-4 <br>RAL 6014 = 063310-5 <br>RAL 6031 = 063310-6 <br>RAL 9010 = 063310-7 | 84159000
096497 | 7 pol female plug for CO monitor |  | 5935-22-630-9411 |  | 1 | 738.25 | 98.75 | 84.75 | 10 | 664.50 | 89.00 | 76.25 |  |  |  |  | 0 | 0 | 0 | 3333 |  | 84159000
063525-3 | Bracket for Clip | 078100 |  |  | 1 | 325.25 | 43.50 | 37.25 | 10 | 292.75 | 39.25 | 33.50 |  |  |  |  | 195 | 110 | 95 | 120 |  | 73229000
027808-4 | Shielding plate, outdoor air intake |  |  |  | 1 | 121.75 | 16.25 | 14.00 | 10 | 109.50 | 14.75 | 12.50 |  |  |  |  | 170 | 170 | 50 | 101 |  | 73269098 | DK
081283-1 | Cover Big | 043048 |  |  | 1 | 674.00 | 90.25 | 77.50 | 10 | 606.50 | 81.25 | 69.75 |  |  |  |  | 210 | 170 | 30 | 3333 |  | 84159000
293831-3 | Guard, complete, VAM 15 | 076910 | 4730-22-126-7324 |  | 1 | 1116.50 | 149.50 | 128.25 | 10 | 1004.75 | 134.50 | 115.50 |  |  |  |  | 1320 | 500 | 240 | 6180 | 293831-1 is color RAL 1016 <BR> 293831-2 is color RAL 3000 <BR> 293831-3 is color RAL 6014 <BR> 293831-4 is color RAL 6031 <BR> | 73229000 | DK
293752 | Insulation for bottom, VAM 15 | 076840 |  |  | 1 | 720.25 | 96.50 | 82.75 | 10 | 648.25 | 86.75 | 74.50 |  |  |  |  | 910 | 710 | 30 | 280 |  | 73229000 | DK
077910-1 | Holder, tool bag |  |  |  | 1 | 108.75 | 14.50 | 12.50 | 10 | 98.00 | 13.00 | 11.25 |  |  |  |  | 0 | 0 | 0 | 3333
534030 | Bushing 2012 ø28 Taperlock |  |  |  | MSRP price PCS: 1; MSRP price DKK: 153.50; MSRP price EUR: 20.50; MSRP price GBP: 17.75 | 1 | 1 | 1 | 75 | All DanX units are bespoke. To ensure 100% compatibility, please send unit serial or project number from type label to danx@dantherm.com with your compatabillity request. | 84159000
046265 | Transmission complete, DanX 5/10 R |  |  |  | MSRP price PCS: 1; MSRP price DKK: 8049.25; MSRP price EUR: 1077.50; MSRP price GBP: 924.25 | 0 | 0 | 0 | 31000 |  | 84159000 | DK
540855 | O-ring | 541770 | 5331-22-600-8989 |  | 1 | 38.75 | 5.25 | 4.50 | 10 | 35.00 | 4.75 | 4.00 |  |  |  |  | 0 | 0 | 0 | 1 |  | 70199000
210171-1 | Gable cover plate for air intake, complete, VA-M15 |  |  |  | 1 | 1025.50 | 137.25 | 117.75 | 10 | 923.00 | 123.50 | 106.00 |  |  |  |  | 0 | 0 | 0 | 7694 |  | 84159000
482243 | Coil assembly, Evaporator and condenser coil for DH55AX |  |  |  | MSRP price PCS: 1; MSRP price DKK: 3123.25; MSRP price EUR: 418.25; MSRP price GBP: 358.50 | 0 | 0 | 0 | 14600 | All DanX units are bespoke. To ensure 100% compatibility, please send unit serial or project number from type label to danx@dantherm.com with your compatabillity request. | 84159000
796389-1 | Top cover plate, complete |  | 4120-22-611-2211 |  | 1 | 2539.75 | 340.00 | 291.50 | 10 | 2285.75 | 306.00 | 262.25 |  |  |  |  | 1000 | 500 | 500 | 6500 | FS 33446 - 796389-1 <br>RAL 1001 - 796389-2 <br>RAL 1014 - 796389-3 <br>RAL 2000 - 796389-4 <br>RAL 6014 - 796389-5 <br>RAL 6031 - 796389-6 | 84159000
060628-7 | Cabinet fitting, chimney 4 pcs | 078020 |  |  | 1 | 320.25 | 42.75 | 36.75 | 10 | 288.25 | 38.50 | 33.00 |  |  |  |  | 225 | 135 | 30 | 30 | 060628-1 is color RAL 1001 <br> 060628-2 is color RAL 1016 <br> 060628-3 is color RAL 1021 <br> 060628-4 is color RAL 2000 <br> 060628-5 is color RAL 3000 <br> 060628-6 is color RAL 6014 <br> 060628-7 is color RAL 6031 <br> | 73229000
063139-1 | Copper tube set |  |  |  | 1 | 956.50 | 128.00 | 109.75 | 10 | 860.75 | 115.25 | 98.75 |  |  |  |  | 0 | 0 | 0 | 3100 |  | 84159000
059980-3 | Cover kpl. AC-M5 W |  |  |  | 1 | 3453.25 | 462.25 | 396.50 | 10 | 3108.00 | 416.00 | 356.75 |  |  |  |  | 0 | 0 | 0 | 3333 |  | 84159000
535126 | Circular belt, ø786, L = 2469 mm |  |  |  | MSRP price PCS: 1; MSRP price DKK: 487.00; MSRP price EUR: 65.00; MSRP price GBP: 56.00 | 0 | 0 | 0 | 22 |  | 84159000
040874 | Electric motor with Saia gear |  |  |  | MSRP price PCS: 1; MSRP price DKK: 1309.00; MSRP price EUR: 175.25; MSRP price GBP: 150.25 | 150 | 100 | 100 | 800 |  | 84159000 | DK
796058 | Fuel hose, burner/flow |  | 4720-22-600-8889 |  | 1 | 440.25 | 59.00 | 50.50 | 10 | 396.25 | 53.00 | 45.50 |  |  |  |  | 100 | 100 | 70 | 250 |  | 73229000
059980-2 | Cover kpl. AC-M5 W |  |  |  | 1 | 3453.25 | 462.25 | 396.50 | 10 | 3108.00 | 416.00 | 356.75 |  |  |  |  | 0 | 0 | 0 | 3333 |  | 84159000
059866 | Insulation, cabinet, bottom | 079070 | 5640 -22-607-2583 |  | 1 | 517.75 | 69.50 | 517.75 | 10 | 466.00 | 62.50 | 466.00 |  |  |  |  | 615 | 545 | 35 | 330 |  | 73229000
075488 | Insulating material, filter gasket | 077241 |  |  | MSRP price PCS: 1; MSRP price DKK: 20.00; MSRP price EUR: 2.75; MSRP price GBP: 2.25 | 155 | 55 | 20 | 5 |  | 39201089 | DK
602466 | Compressor, Copeland | 602467 | 4130-22-623-8604 |  | 1 | 7312.50 | 979.00 | 839.50 | 10 | 6581.25 | 881.00 | 755.50 |  |  |  |  | 410 | 410 | 410 | 26500 |  | 84159000
074586-6 | Filter grill, big AC-M5-MKI | 074586 |  |  | 1 | 972.75 | 130.25 | 111.75 | 10 | 875.50 | 117.25 | 100.50 |  |  |  |  | 600 | 390 | 50 | 1280 |  | 84159000
546111 | Damper 1274x840 mm By Pass |  |  |  | MSRP price PCS: 1; MSRP price DKK: 4408.00; MSRP price EUR: 590.25; MSRP price GBP: 506.00 | 0 | 0 | 0 | 23000 | All DanX units are bespoke. To ensure 100% compatibility, please send unit serial or project number from type label to danx@dantherm.com with your compatabillity request. | 84159000
040878 | Socket, relay |  |  |  | MSRP price PCS: 1; MSRP price DKK: 125.00; MSRP price EUR: 16.75; MSRP price GBP: 14.25 | 50 | 50 | 30 | 10 |  | 85364900 | DK
081635-1 | Receiver + line drier |  | 4130-22-611-9712 |  | 1 | 857.50 | 103.25 | 98.50 | 10 | 771.75 | 103.25 | 88.75 |  |  |  |  | 380 | 185 | 165 | 2000 | 081635-1 = fits up to and including serial no. 080417 ******* <br> 081635-2 = fits from serial no. 080417 ******* | 84159000
059864 | Sight glass cpl. for heating unit | 796053 | 9340-22-126-7202 |  | 1 | 492.25 | 66.00 | 56.50 | 10 | 443.00 | 59.50 | 50.75 |  |  |  |  | 150 | 105 | 70 | 70 |  | 84159000
534460 | Bushing 2012 Ø25, Taperlock |  |  |  | MSRP price PCS: 1; MSRP price DKK: 119.25; MSRP price EUR: 16.00; MSRP price GBP: 13.75 | 0 | 0 | 0 | 700 | All DanX units are bespoke. To ensure 100% compatibility, please send unit serial or project number from type label to danx@dantherm.com with your compatabillity request. | 84159000
293777-1 | Inner screen, complete | 210300 |  |  | 1 | 1629.75 | 218.25 | 187.00 | 10 | 1466.75 | 196.50 | 168.25 |  |  |  |  | 920 | 500 | 50 | 4350 |  | 73229000 | DK
063111 | Fan and fan housing |  | 4120-22-620-0312 |  | 1 | 2736.25 | 366.25 | 314.25 | 10 | 2462.75 | 329.75 | 282.75 |  |  |  |  | 420 | 420 | 420 | 5100 |  | 84159000
074586-2 | Filter grill, big AC-M5-MKI | 074586 |  |  | 1 | 972.75 | 130.25 | 111.75 | 10 | 875.50 | 117.25 | 100.50 |  |  |  |  | 600 | 390 | 50 | 1280 |  | 84159000
296153 | Flow control tigerloop, cpl. |  | 4820-22-613-0609 |  | 1 | 1974.75 | 264.25 | 226.75 | 10 | 1777.25 | 237.75 | 204.00 |  |  |  |  | 280 | 275 | 155 | 940 |  | 73229000 | DK
061944-1 | Generator housing | 208390 |  |  | 1 | 717.50 | 96.00 | 82.50 | 10 | 645.75 | 86.50 | 74.25 |  |  |  |  | 0 | 0 | 0 | 3333 |  | 73229000
068058-6 | Cpl. Front for trapdoor MKII |  |  |  | MSRP price PCS: 1; MSRP price DKK: 2191.75; MSRP price EUR: 293.50; MSRP price GBP: 251.50 | 770 | 565 | 45 | 5230 |  | 84159000 | DK
095422-1 | Fresh air damper | 017834 |  |  | 1 | 711.25 | 95.25 | 81.75 | 10 | 640.25 | 85.75 | 73.50 |  |  |  |  | 0 | 0 | 0 | 3333 |  | 73229000
074547 | Handles for lock, 10 pcs. |  | 5340-22-623-9020 |  | 1 | 686.50 | 92.00 | 78.75 | 10 | 617.75 | 82.75 | 71.00 |  |  |  |  | 0 | 0 | 0 | 500 |  | 84159000 | DK
063116-2 | Frontgable, complete |  |  |  | 1 | 3618.50 | 484.50 | 415.50 | 10 | 3256.75 | 436.00 | 374.00 |  |  |  |  | 730 | 620 | 165 | 3840 |  | 84159000
065224-3 | C-profile, outer | 043054 |  |  | 1 | 867.25 | 116.00 | 99.50 | 10 | 780.50 | 104.50 | 89.50 |  |  |  |  | 700 | 50 | 60 | 60 |  | 84159000
062049-4 | Front EPS | 063059 |  |  | MSRP price PCS: 1; MSRP price DKK: 1121.50; MSRP price EUR: 150.50; MSRP price GBP: 129.00 | 0 | 0 | 0 | 1750 |  | 84159000
078940 | Rock wool for sound muffler, VA-M40 |  | 5640-22-611-1577 |  | 1 | 331.00 | 44.25 | 38.00 | 10 | 298.00 | 39.75 | 34.25 |  |  |  |  | 0 | 0 | 0 | 3333 |  | 84159000
191381-3 | Filter rail AC-M5 |  |  |  | 1 | 210.25 | 28.25 | 24.25 | 10 | 189.25 | 25.50 | 21.75 |  |  |  |  | 900 | 100 | 100 | 1500
081387-3 | Cables for control box |  |  |  | 1 | 662.00 | 88.75 | 76.00 | 10 | 595.75 | 80.00 | 68.50 |  |  |  |  | 230 | 230 | 110 | 3333 |  | 84159000
098848 | Flue duct complete, VAM 40, RAL 6031 | 192516 |  |  | 1 | 4292.50 | 574.75 | 492.75 | 10 | 3863.25 | 517.25 | 443.50 |  |  |  |  | 0 | 0 | 0 | 3333 |  | 73229000 | DK
076531-3 | Fitting, carrying handle |  |  |  | 1 | 98.75 | 13.25 | 11.25 | 10 | 89.00 | 12.00 | 10.25 |  |  |  |  | 0 | 0 | 0 | 1664 |  | 84159000
075314-15 | Cover complete with insulation |  |  |  | 1 | 3726.25 | 498.75 | 427.75 | 10 | 3353.75 | 449.00 | 385.00 |  |  |  |  | 0 | 0 | 0 | 3333 |  | 84159000
063116-9 | Frontgable, complete |  |  |  | 1 | 3618.50 | 484.50 | 415.50 | 10 | 3256.75 | 436.00 | 374.00 |  |  |  |  | 730 | 620 | 165 | 3840 |  | 84159000
062987-4 | Flashing, flue gas outlet | 078310 |  |  | 1 | 272.00 | 36.50 | 31.25 | 10 | 244.75 | 32.75 | 28.25 |  |  |  |  | 0 | 0 | 0 | 3333 |  | 73229000
061944-2 | Generator housing | 208390 |  |  | 1 | 717.50 | 96.00 | 82.50 | 10 | 645.75 | 86.50 | 74.25 |  |  |  |  | 0 | 0 | 0 | 3333 |  | 73229000
031684-3 | Sealing plate, fuel supply lance |  |  |  | 1 | 188.00 | 25.25 | 21.50 | 10 | 169.25 | 22.75 | 19.25 |  |  |  |  | 120 | 75 | 20 | 25 |  | 84159000 | DK
081345-3 | Inspection plate | 191378 |  |  | 1 | 167.75 | 22.50 | 19.25 | 10 | 151.00 | 20.25 | 17.25 |  |  |  |  | 380 | 150 | 10 | 3333 |  | 84159000
068061-6 | 1 set Horn for Trapdoor MKII |  |  |  | MSRP price PCS: 1; MSRP price DKK: 1261.75; MSRP price EUR: 169.00; MSRP price GBP: 144.75 | 730 | 150 | 100 | 4080 |  | 84159000 | DK
098885 | Compressor with cable |  | 4310-22-632-1850 |  | MSRP price PCS: 1; MSRP price DKK: 5773.25; MSRP price EUR: 772.75; MSRP price GBP: 662.75 | 0 | 0 | 0 | 3333 |  | 84159000
061574-1 | Runner cpl. right | 208290 |  |  | 1 | 1876.25 | 251.25 | 215.50 | 10 | 1688.75 | 226.25 | 194.00 |  |  |  |  | 1240 | 200 | 170 | 4380 |  | 73229000
061789-1 | Suspension f. oil supply unit | 075970 |  |  | 1 | 823.50 | 110.25 | 94.50 | 10 | 741.25 | 99.25 | 85.00 |  |  |  |  | 0 | 0 | 0 | 3333 |  | 73229000
604017 | Nozzle XD8 no. TMXD 00105 |  |  |  | MSRP price PCS: 1; MSRP price DKK: 803.50; MSRP price EUR: 107.50; MSRP price GBP: 92.25 | 50 | 50 | 50 | 50 | All DanX units are bespoke. To ensure 100% compatibility, please send unit serial or project number from type label to danx@dantherm.com with your compatabillity request. | 73229000 | DK
063805 | Cleaning door |  | 5340-22-125-7754 |  | 1 | 439.50 | 58.75 | 50.50 | 10 | 395.50 | 53.00 | 45.50 |  |  |  |  | 230 | 210 | 85 | 260 |  | 73229000
027856 | Air spigot, female, RAL 6031 |  | 4730-22-121-2628 |  | 1 | 624.75 | 83.75 | 71.75 | 10 | 562.25 | 75.50 | 64.50 |  |  |  |  | 0 | 0 | 0 | 700 |  | 84159000 | DK
191381-1 | Filter rail AC-M5 |  |  |  | 1 | 210.25 | 28.25 | 24.25 | 10 | 189.25 | 25.50 | 21.75 |  |  |  |  | 900 | 100 | 100 | 1500
081405 | Thermostat, manual reset | 039560 | 6685-22-625-4155 |  | 1 | 522.50 | 70.00 | 60.00 | 10 | 470.25 | 63.00 | 54.00 |  |  |  |  | 225 | 135 | 40 | 20 |  | 84159000
081349 | Relief bushing 5 pcs. | 081349 | 5365-22-625-4108 |  | 1 | 282.75 | 37.75 | 32.50 | 10 | 254.50 | 34.00 | 29.25 |  |  |  |  | 225 | 135 | 40 | 20 |  | 84159000
546125 | Damper |  |  |  | MSRP price PCS: 1; MSRP price DKK: 3799.50; MSRP price EUR: 508.50; MSRP price GBP: 436.25 | 1460 | 125 | 940 | 6838 |  | 84159000 | IT
796397-3 | End gable, insulated |  | 4120-22-611-2224 |  | 1 | 1542.00 | 206.50 | 177.00 | 10 | 1387.75 | 185.75 | 159.25 |  |  |  |  | 500 | 500 | 500 | 2500 | RAL 1014 - 796397-2 RAL 6014 - 796397-3 | 84159000 | DK
796048 | Service kit for burner motor |  | 5330-22-125-1427 |  | 1 | 440.25 | 59.00 | 50.50 | 10 | 396.25 | 53.00 | 45.50 |  |  |  |  | 0 | 0 | 0 | 15 |  | 73229000
207820 | Handle for wheel lock |  | 5340-22-610-6081 |  | 1 | 434.75 | 58.25 | 50.00 | 10 | 391.25 | 52.50 | 45.00 |  |  |  |  | 0 | 0 | 0 | 175 |  | 84159000 | DK
063114-8 | Handle, set with 2 pcs. |  |  |  | 1 | 374.00 | 50.00 | 43.00 | 10 | 336.50 | 45.00 | 38.75 |  |  |  |  | 0 | 0 | 0 | 300 |  | 84159000
081298-2 | Cover for evaporator, left | 043059 |  |  | 1 | 142.75 | 19.00 | 16.50 | 10 | 128.50 | 17.00 | 14.75 |  |  |  |  | 410 | 40 | 60 | 3333 |  | 84159000
064727-2 | Handle 2 pc. | 043015 |  |  | 1 | 521.00 | 69.75 | 59.75 | 10 | 469.00 | 62.75 | 53.75 |  |  |  |  | 195 | 110 | 95 | 260 |  | 84159000
210171-2 | Gable cover plate for air intake, complete, VA-M15 |  |  |  | 1 | 1025.50 | 137.25 | 117.75 | 10 | 923.00 | 123.50 | 106.00 |  |  |  |  | 0 | 0 | 0 | 7694 |  | 84159000
031684-4 | Sealing plate, fuel supply lance |  |  |  | 1 | 188.00 | 25.25 | 21.50 | 10 | 169.25 | 22.75 | 19.25 |  |  |  |  | 120 | 75 | 20 | 25 |  | 84159000 | DK
046677-3 | Side cover condenser |  |  |  | 1 | 580.50 | 77.70 | 66.70 | 10 | 522.50 | 70.00 | 60.00 |  |  |  |  | 430 | 60 | 15 | 3333 | FS 33446 - 046677-1 <br>RAL 1001 - 046677-2 <br>RAL 1014 - 046677-3 <br>RAL 2000 - 046677-4 <br>RAL 6014 - 046677-5 <br>RAL 6031 - 046677-6 | 84159000
076270-3 | Fitting, supporting bracket for boiler, deck |  | 4520-22-126-7350 |  | 1 | 161.00 | 21.50 | 18.50 | 10 | 145.00 | 19.25 | 16.75 |  |  |  |  | 0 | 0 | 0 | 200
064434-5 | Wheel case |  |  |  | 1 | 2810.25 | 376.25 | 322.75 | 10 | 2529.25 | 338.75 | 290.50 |  |  |  |  | 775 | 790 | 150 | 3333 | RAL FS 33446 = 064434-1 <br>RAL 1001 = 064434-2 <br>RAL 1014 = 064434-3 <br>RAL 2000 = 064434-4 <br>RAL 6014 = 064434-5 <br>RAL 6031 = 064434-6 <br>RAL 9010 = 064434-7 | 84159000
430321 | Sealing and brush profile, glass insulation cord, ø15mm, type E, coils of 50m |  | 5330-22-611-5018 |  | 1 | 42.50 | 5.75 | 5.00 | 10 | 38.25 | 5.25 | 4.50 |  |  |  |  | 100 | 100 | 70 | 5 |  | 70199000
078830 | Sleeve for oil lance, VA-M15/25/40 |  | 4730-22-124-5080 | OBSOLETE | MSRP price PCS: 1; MSRP price DKK: 0.00; MSRP price EUR: 0.00; MSRP price GBP: 0.00 | 0 | 0 | 0 | 27 |  | 84159000 | DK
076531-7 | Fitting, carrying handle |  |  |  | 1 | 98.75 | 13.25 | 11.25 | 10 | 89.00 | 12.00 | 10.25 |  |  |  |  | 0 | 0 | 0 | 1664 |  | 84159000
063116-10 | Frontgable, complete |  |  |  | 1 | 3618.50 | 484.50 | 415.50 | 10 | 3256.75 | 436.00 | 374.00 |  |  |  |  | 730 | 620 | 165 | 3840 |  | 84159000
087921 | Cable gasket, 2 cables | 086529 |  |  | MSRP price PCS: 1; MSRP price DKK: 14.50; MSRP price EUR: 2.00; MSRP price GBP: 1.75 | 0 | 0 | 0 | 8 |  | 40082900 | DK
064434-3 | Wheel case |  |  |  | 1 | 2810.25 | 376.25 | 322.75 | 10 | 2529.25 | 338.75 | 290.50 |  |  |  |  | 775 | 790 | 150 | 3333 | RAL FS 33446 = 064434-1 <br>RAL 1001 = 064434-2 <br>RAL 1014 = 064434-3 <br>RAL 2000 = 064434-4 <br>RAL 6014 = 064434-5 <br>RAL 6031 = 064434-6 <br>RAL 9010 = 064434-7 | 84159000
796063 | Fuel hose, burner/flow |  | 4720-22-600-8939 |  | 1 | 229.50 | 30.75 | 26.25 | 10 | 206.50 | 27.75 | 23.75 |  |  |  |  | 350 | 245 | 35 | 90 |  | 73229000
540590 | Fitting for wire and hose, alu clips 3mm |  | 5340-22-608-1108 |  | 1 | 21.00 | 2.75 | 2.50 | 10 | 19.00 | 2.50 | 2.25 |  |  |  |  | 0 | 0 | 0 | 58 |  | 73229000
108598 | Thermostat with manual reset |  |  |  | MSRP price PCS: 1; MSRP price DKK: 84.00; MSRP price EUR: 11.50; MSRP price GBP: 9.70 | 0 | 0 | 0 | 6 |  | 90321080
077137-1 | Support for oil burner | 211651 |  |  | 1 | 975.25 | 130.50 | 112.00 | 10 | 877.75 | 117.50 | 100.75 |  |  |  |  | 0 | 0 | 0 | 2000 |  | 73229000
063125-3 | Service valve | 605140 |  |  | 1 | 479.75 | 64.25 | 55.00 | 10 | 431.75 | 57.75 | 49.50 |  |  |  |  | 150 | 105 | 70 | 40 |  | 84159000
081373 | Contactor (Heat version) | 0395651 | 6110-22-625-4135 |  | 1 | 624.75 | 83.75 | 71.75 | 10 | 562.25 | 75.50 | 64.50 |  |  |  |  | 150 | 105 | 70 | 110 |  | 84159000
061574-2 | Runner cpl. right | 208290 |  |  | 1 | 1876.25 | 251.25 | 215.50 | 10 | 1688.75 | 226.25 | 194.00 |  |  |  |  | 1240 | 200 | 170 | 4380 |  | 73229000
796062 | Fuel hose, preheater/burner |  | 4720-22-600-8936 |  | 1 | 524.25 | 70.25 | 60.25 | 10 | 471.75 | 63.25 | 54.25 |  |  |  |  | 350 | 245 | 50 | 120 |  | 73229000
061789-2 | Suspension f. oil supply unit | 075970 |  |  | 1 | 823.50 | 110.25 | 94.50 | 10 | 741.25 | 99.25 | 85.00 |  |  |  |  | 0 | 0 | 0 | 3333 |  | 73229000
031684-6 | Sealing plate, fuel supply lance |  |  |  | 1 | 188.00 | 25.25 | 21.50 | 10 | 169.25 | 22.75 | 19.25 |  |  |  |  | 120 | 75 | 20 | 25 |  | 84159000 | DK
081345-6 | Inspection plate | 191378 |  |  | 1 | 167.75 | 22.50 | 19.25 | 10 | 151.00 | 20.25 | 17.25 |  |  |  |  | 380 | 150 | 10 | 3333 |  | 84159000
076991-2 | Compressor Copeland |  | 4130-22-624-7838 |  | MSRP price PCS: 1; MSRP price DKK: 5689.75; MSRP price EUR: 761.75; MSRP price GBP: 653.25 | 0 | 0 | 0 | 26000 |  | 84159000
051959-3 | Electrical Box for 2 kW heat. Kpl. |  |  |  | 1 | 3502.75 | 469.00 | 402.25 | 10 | 3152.50 | 422.00 | 362.00 |  |  |  |  | 350 | 240 | 140 | 1790 |  | 84159000 | DK
796391-6 | Handle, complete |  |  |  | 1 | 489.00 | 65.50 | 56.25 | 10 | 440.00 | 59.00 | 50.75 |  |  |  |  | 720 | 230 | 200 | 1150 | FS 33446 - 796391-1 <br>RAL 1001 - 796391-2 <br>RAL 1014 - 796391-3 <br>RAL 2000 - 796391-4 <br>RAL 6014 - 796391-5 <br>RAL 6031 - 796391-6 | 84159000
074474-2 | Air discharge grille, cpl. | 165298 |  |  | 1 | 2074.50 | 277.75 | 238.25 | 10 | 1867.00 | 250.00 | 214.50 |  |  |  |  | 325 | 225 | 70 | 670 |  | 84159000
064727-4 | Handle 2 pc. | 043015 |  |  | 1 | 521.00 | 69.75 | 59.75 | 10 | 469.00 | 62.75 | 53.75 |  |  |  |  | 195 | 110 | 95 | 260 |  | 84159000
081501 | Capacitor 35µF |  | 5910-22-625-4517 |  | MSRP price PCS: 1; MSRP price DKK: 399.00; MSRP price EUR: 53.50; MSRP price GBP: 45.75 | 22 | 13 | 5 | 20 |  | 84159000
063138-2 | Control box, cover |  |  |  | 1 | 806.25 | 108.00 | 92.50 | 10 | 725.75 | 97.25 | 83.25 |  |  |  |  | 0 | 0 | 0 | 700 |  | 84159000
040880 | Timer |  |  |  | MSRP price PCS: 1; MSRP price DKK: 588.00; MSRP price EUR: 78.75; MSRP price GBP: 67.50 | 50 | 50 | 30 | 10 |  | 85389091 | DK
069366 | Filter grille, outher |  |  |  | MSRP price PCS: 1; MSRP price DKK: 583.75; MSRP price EUR: 78.25; MSRP price GBP: 67.00 | 0 | 0 | 0 | 5484
065517-4 | Plate, hose connection, ø315 mm | 044070 |  |  | 1 | 652.25 | 87.25 | 75.00 | 10 | 587.00 | 78.50 | 67.50 |  |  |  |  | 650 | 385 | 35 | 3333 | RAL 1001 = 065517-1 <br> RAL 1014 = 065517-2 <br>RAL 2000 = 065517-3 <br>RAL 6014 = 065517-4 <br>RAL 6031 = 065517-5 | 84159000
109263-1 | Side plate, Evaporator, outlet |  |  |  | MSRP price PCS: 1; MSRP price DKK: 1500.00; MSRP price EUR: 201.00; MSRP price GBP: 172.25 | 0 | 0 | 0 | 15000 |  | 84158200 | DK
032994 | Bag filter, F5, 490 x 592-5 x 360, synthetic |  |  |  | MSRP price PCS: 1; MSRP price DKK: 280.00; MSRP price EUR: 37.50; MSRP price GBP: 32.20 | 0 | 0 | 0 | 1920 |  | 84213925
796018 | Magnet coil, Dtr 7565 |  | 4810-15-148-7103 |  | 1 | 404.75 | 54.25 | 46.50 | 10 | 364.25 | 48.75 | 41.75 |  |  |  |  | 0 | 0 | 0 | 70 |  | 73229000
524280 | Cabinet, electric outlet with bracket |  | 5935-22-611-9841 |  | 1 | 114.75 | 15.25 | 13.25 | 10 | 103.25 | 13.75 | 12.00 |  |  |  |  | 0 | 0 | 0 | 2 |  | 85369010
601057 | Evaporator coil, Af 3/6 Pos RH |  |  |  | MSRP price PCS: 1; MSRP price DKK: 10613.25; MSRP price EUR: 1421.00; MSRP price GBP: 1218.50 | 2000 | 220 | 900 | 36000 | All DanX units are bespoke. To ensure 100% compatibility, please send unit serial or project number from type label to danx@dantherm.com with your compatabillity request. | 84189910
064434-6 | Wheel case |  |  |  | 1 | 2810.25 | 376.25 | 322.75 | 10 | 2529.25 | 338.75 | 290.50 |  |  |  |  | 775 | 790 | 150 | 3333 | RAL FS 33446 = 064434-1 <br>RAL 1001 = 064434-2 <br>RAL 1014 = 064434-3 <br>RAL 2000 = 064434-4 <br>RAL 6014 = 064434-5 <br>RAL 6031 = 064434-6 <br>RAL 9010 = 064434-7 | 84159000
063525-1 | Bracket for Clip | 078100 |  |  | 1 | 325.25 | 43.50 | 37.25 | 10 | 292.75 | 39.25 | 33.50 |  |  |  |  | 195 | 110 | 95 | 120 |  | 73229000
081343-2 | Base plate | 043076 | 4120-22-611-1810 |  | 1 | 1010.75 | 135.25 | 116.00 | 10 | 909.75 | 121.75 | 104.50 |  |  |  |  | 750 | 630 | 600 | 3333 |  | 84159000
074593-4 | Cover | 039706 |  |  | 1 | 2534.25 | 339.25 | 291.00 | 10 | 2280.75 | 305.25 | 262.00 |  |  |  |  | 770 | 650 | 430 | 8530 |  | 84159000
040800 | Axial fan |  |  |  | MSRP price PCS: 1; MSRP price DKK: 1160.25; MSRP price EUR: 155.25; MSRP price GBP: 133.25 | 200 | 200 | 100 | 1500 |  | 84145925
428231 | Hose for ventilation, ø225x2000, insulated, green |  | 4720-22-611-9838 |  | 1 | 2365.00 | 316.50 | 271.50 | 10 | 2128.50 | 284.75 | 244.25 |  |  |  |  | 250 | 70 | 225 | 3500 |  | 84159000
063114-1 | Handle, set with 2 pcs. |  |  |  | 1 | 374.00 | 50.00 | 43.00 | 10 | 336.50 | 45.00 | 38.75 |  |  |  |  | 0 | 0 | 0 | 300 |  | 84159000
088494-8 | Lock with handle, Trapdoor MKII, 2 pcs |  |  |  | 1 | 1035.25 | 138.50 | 118.75 | 10 | 931.75 | 124.75 | 107.00 |  |  |  |  | 0 | 0 | 0 | 3333 |  | 84159000
046383 | Pulley |  |  |  | MSRP price PCS: 1; MSRP price DKK: 315.00; MSRP price EUR: 42.25; MSRP price GBP: 36.25 | 200 | 200 | 200 | 200
059948-2 | Cover for heater | 208740 |  |  | 1 | 1784.25 | 238.75 | 204.75 | 10 | 1605.75 | 215.00 | 184.25 |  |  |  |  | 800 | 640 | 320 | 9080 |  | 84159000
059924-4 | Frontdoor, complete | 213060 |  |  | 1 | 920.00 | 123.25 | 105.50 | 10 | 828.00 | 111.00 | 95.00 |  |  |  |  | 480 | 390 | 60 | 1510 |  | 84159000
796024 | Coupling, Dtr 0443 |  | 4530-22-125-7615 |  | 1 | 187.25 | 25.00 | 21.50 | 10 | 168.50 | 22.50 | 19.25 |  |  |  |  | 0 | 0 | 0 | 10 |  | 73229000 | IT
077340-4 | Base plate, for fork lift truck runners |  |  |  | 1 | 636.75 | 85.25 | 73.00 | 10 | 573.00 | 76.75 | 65.75 |  |  |  |  | 0 | 0 | 0 | 3333
081281-2 | Plate for control panel | 043047 |  |  | 1 | 852.50 | 114.00 | 97.75 | 10 | 767.25 | 102.50 | 88.00 |  |  |  |  | 210 | 110 | 170 | 3333 |  | 84159000
096578 | Capacitor 0.12 μF |  |  |  | MSRP price PCS: 1; MSRP price DKK: 280.00; MSRP price EUR: 37.50; MSRP price GBP: 32.25 | 50 | 30 | 30 | 50 |  | 85322200 | DK
097905 | Gas sensor for CO-monitor |  | 6685-22-631-7432 |  | 1 | 379.00 | 50.75 | 43.50 | 10 | 341.00 | 45.75 | 39.25 |  |  |  |  | 0 | 0 | 0 | 3333 |  | 73229000
068061-4 | 1 set Horn for Trapdoor MKII |  |  |  | MSRP price PCS: 1; MSRP price DKK: 1261.75; MSRP price EUR: 169.00; MSRP price GBP: 144.75 | 730 | 150 | 100 | 4080 |  | 84159000 | DK
060250 | Fittings for condenser fan | 043035 | 5340-22-611-1711 |  | 1 | 544.75 | 73.00 | 62.50 | 10 | 490.25 | 65.75 | 56.25 |  |  |  |  | 150 | 105 | 70 | 130 |  | 84159000
293614 | Gable, left |  |  |  | MSRP price PCS: 1; MSRP price DKK: 2576.00; MSRP price EUR: 344.75; MSRP price GBP: 295.75 | 1010 | 971 | 290 | 40000 |  | 84159000 | DK
064434-7 | Wheel case |  |  |  | 1 | 2810.25 | 376.25 | 322.75 | 10 | 2529.25 | 338.75 | 290.50 |  |  |  |  | 775 | 790 | 150 | 3333 | RAL FS 33446 = 064434-1 <br>RAL 1001 = 064434-2 <br>RAL 1014 = 064434-3 <br>RAL 2000 = 064434-4 <br>RAL 6014 = 064434-5 <br>RAL 6031 = 064434-6 <br>RAL 9010 = 064434-7 | 84159000
210171-5 | Gable cover plate for air intake, complete, VA-M15 |  |  |  | 1 | 1025.50 | 137.25 | 117.75 | 10 | 923.00 | 123.50 | 106.00 |  |  |  |  | 0 | 0 | 0 | 7694 |  | 84159000
086306 | Rubber strap with hooks | 540120 | 4020-22-126-7334 |  | 1 | 379.50 | 50.75 | 43.50 | 10 | 341.50 | 45.75 | 39.25 |  |  |  |  | 350 | 240 | 35 | 100 |  | 73229000
523910 | Rubber grommet, 12 x 18 x 22 x 2mm, 136-7225 |  | 5325-14-326-4394 |  | 1 | 14.00 | 1.75 | 1.50 | 10 | 12.50 | 1.50 | 1.25 |  |  |  |  | 0 | 0 | 0 | 2 |  | 85369010
296146 | Diodeprint with flat cable |  | 5998-22-619-5413 |  | 1 | 1112.25 | 149.00 | 127.75 | 10 | 1001.00 | 134.00 | 115.00 |  |  |  |  | 150 | 105 | 70 | 20 |  | 73229000 | DK
066590-3 | Bottom cpl. | 028015 |  |  | 1 | 1929.25 | 258.25 | 221.50 | 10 | 1736.25 | 232.50 | 199.25 |  |  |  |  | 0 | 0 | 0 | 3333 |  | 73229000
039387-10 | Elkasse AC-M5W (Heatversion) |  |  |  | 1 | 385.00 | 51.50 | 44.25 | 10 | 346.50 | 46.25 | 39.75 |  |  |  |  | 250 | 190 | 140 | 500 |  | 84159000 | DK
055199-2 | Cover, Ø315 with fresh air intake |  |  |  | 1 | 1875.00 | 251.00 | 215.25 | 10 | 1687.50 | 226.00 | 193.75 |  |  |  |  | 800 | 450 | 200 | 12000 | 055199-1 is color FS 33446<BR> 055199-2 is color RAL 6014<BR> | 84159000 | DK
055630-4 | Pipe bracket, rear, left | 069857 |  |  | 1 | 793.75 | 106.25 | 91.25 | 10 | 714.50 | 95.50 | 82.25 |  |  |  |  | 480 | 190 | 70 | 320 | 055630-1 is color RAL 1021 <BR> 055630-2 is color RAL 2000<BR> 055630-3 is color RAL 6014<BR> 055630-4 is color RAL 6031<BR> | 73229000
293831-1 | Guard, complete, VAM 15 | 076910 | 4730-22-126-7324 |  | 1 | 1116.50 | 149.50 | 128.25 | 10 | 1004.75 | 134.50 | 115.50 |  |  |  |  | 1320 | 500 | 240 | 6180 | 293831-1 is color RAL 1016 <BR> 293831-2 is color RAL 3000 <BR> 293831-3 is color RAL 6014 <BR> 293831-4 is color RAL 6031 <BR> | 73229000 | DK
088494-5 | Lock with handle, Trapdoor MKII, 2 pcs |  |  |  | 1 | 1035.25 | 138.50 | 118.75 | 10 | 931.75 | 124.75 | 107.00 |  |  |  |  | 0 | 0 | 0 | 3333 |  | 84159000
063115-3 | Grill, internal side |  |  |  | 1 | 689.75 | 92.25 | 79.25 | 10 | 620.75 | 83.00 | 71.25 |  |  |  |  | 0 | 0 | 0 | 500 |  | 84159000
081291-3 | Cover, Small | 043049 |  |  | 1 | 135.75 | 18.25 | 15.50 | 10 | 122.25 | 16.50 | 14.00 |  |  |  |  | 210 | 100 | 40 | 3333 |  | 84159000
796039 | Grub screw, Dtr 7894 |  | 5305-22-126-7540 |  | 1 | 596.50 | 79.75 | 68.50 | 10 | 536.75 | 71.75 | 61.75 |  |  |  |  | 0 | 0 | 0 | 28 |  | 73229000
063310-1 | Leg closure |  |  |  | 1 | 552.50 | 74.00 | 63.50 | 10 | 497.25 | 66.50 | 57.25 |  |  |  |  | 195 | 110 | 95 | 140 | RAL FS 33446 = 063310-1 <br>RAL 1001 = 063310-2 <br>RAL 1014 = 063310-3 <br>RAL 2000 = 063310-4 <br>RAL 6014 = 063310-5 <br>RAL 6031 = 063310-6 <br>RAL 9010 = 063310-7 | 84159000
796398-1 | Front gable, insulated |  | 4120-22-611-2225 |  | 1 | 1078.75 | 144.50 | 123.75 | 10 | 971.00 | 130.00 | 111.50 |  |  |  |  | 500 | 500 | 500 | 2500 | RAL1014 - 796398-1 RAL 6014 - 796398-2 | 84159000 | DK
561200 | Tube for oil lance, bent, electro-galvanised |  | 4710-22-610-9671 |  | 1 | 511.00 | 68.50 | 58.75 | 10 | 460.00 | 61.75 | 53.00 |  |  |  |  | 870 | 0 | 120 | 500 |  | 84159000
528930 | Label |  | 7690-22-611-9808 | OBSOLETE | 1 | 45.00 | 6.00 | 5.25 | 10 | 40.50 | 5.50 | 4.75 |  |  |  |  | 0 | 0 | 0 | 3 |  | 48211010
068591-2 | Tubular handle right, VA-M15 | 210260 |  |  | 1 | 1399.75 | 187.50 | 160.75 | 10 | 1259.75 | 168.75 | 144.75 |  |  |  |  | 1430 | 500 | 150 | 2300 |  | 84159000
081353-2 | Control panel plate | 043036 |  |  | 1 | 90.00 | 12.00 | 10.25 | 10 | 81.00 | 10.75 | 9.25 |  |  |  |  | 225 | 135 | 30 | 110 | 081353-1 is color BS381C298 <BR> 081353-2 is color RAL 1019 <BR> 081353-3 is color RAL 6014 <BR> 081353-4 is color RAL 6031 <BR> 081353-5 is color RAL 9003 <BR> | 84159000
517687 | Control panel, STCU |  |  |  | MSRP price PCS: 1; MSRP price DKK: 10538.00; MSRP price EUR: 1410.75; MSRP price GBP: 1210.00 | 300 | 300 | 100 | 1350 | Limitations in compatibility applies. See description tab | 85371091
039387-2 | Elkasse AC-M5W (Heatversion) |  |  |  | 1 | 385.00 | 51.50 | 44.25 | 10 | 346.50 | 46.25 | 39.75 |  |  |  |  | 250 | 190 | 140 | 500 |  | 84159000 | DK
081347 | By-pas duct | 043065 | 5975-22-611-1779 |  | 1 | 678.50 | 90.75 | 78.00 | 10 | 610.75 | 81.75 | 70.25 |  |  |  |  | 540 | 450 | 40 | 3333 |  | 84159000
077360 | Chassis, cabinet side, right |  |  | OBSOLETE | MSRP price PCS: 1; MSRP price DKK: 0.00; MSRP price EUR: 0.00; MSRP price GBP: 0.00 | 0 | 0 | 0 | 3333
086308-5 | Bracket, absorber, 4 pcs |  |  |  | 1 | 534.75 | 71.50 | 61.50 | 10 | 481.25 | 64.25 | 55.25 |  |  |  |  | 320 | 220 | 50 | 3333 |  | 73229000
063108-2 | Cover complete with insulation |  |  |  | 1 | 3154.25 | 422.25 | 362.25 | 10 | 2838.75 | 380.00 | 326.00 |  |  |  |  | 844 | 685 | 410 | 7750 |  | 84159000
527000 | Cable entry, PG13.5 |  | 5975-22-611-9842 |  | 1 | 21.50 | 3.00 | 2.50 | 10 | 19.25 | 2.75 | 2.25 |  |  |  |  | 0 | 0 | 0 | 22 |  | 84159000
572852 | Panel filter, 490 x 592 x 25 mm |  |  |  | MSRP price PCS: 1; MSRP price DKK: 350.00; MSRP price EUR: 47.00; MSRP price GBP: 40.25 | 49 | 592 | 25 | 1500 | All DanX units are bespoke. To ensure 100% compatibility, please send unit serial or project number from type label to danx@dantherm.com with your compatabillity request. | 56031110
027787-5 | Box, control box for VAM 15 MKII |  |  |  | 1 | 320.25 | 42.75 | 36.75 | 10 | 288.25 | 38.50 | 33.00 |  |  |  |  | 400 | 250 | 100 | 1000 |  | 84159000 | DK
081409 | Bracket, bottom | 039295 | 5340-22-625-4171 |  | 1 | 523.75 | 70.00 | 60.25 | 10 | 471.50 | 63.00 | 54.25 |  |  |  |  | 190 | 100 | 70 | 3333 |  | 84159000
081291-4 | Cover, Small | 043049 |  |  | 1 | 135.75 | 18.25 | 15.50 | 10 | 122.25 | 16.50 | 14.00 |  |  |  |  | 210 | 100 | 40 | 3333 |  | 84159000
602210 | Valve 1 1/4"- 3/4" |  |  |  | MSRP price PCS: 1; MSRP price DKK: 559.25; MSRP price EUR: 74.75; MSRP price GBP: 64.25 | 0 | 0 | 0 | 500 |  | 90329000
074457-4 | Fan | 081077,,028299 |  |  | 1 | 3111.75 | 416.50 | 357.25 | 10 | 2800.50 | 374.75 | 321.50 |  |  |  |  | 605 | 580 | 340 | 8310 | 074457-1 Fan with adaptor plate. For units produced 1999 until October 2013<BR> 074457-2 Fan for units produced after October 2013<BR> 074457-3 Fan with divider plate RAL 6014 for units produced before 1999<BR> 074457-4 Fan with divider plate RAL 6031 for units produced before 1999 <BR> | 73229000
165303 | Carrying handle 2 pcs |  | 5340-22-625-4127 |  | MSRP price PCS: 1; MSRP price DKK: 749.75; MSRP price EUR: 100.25; MSRP price GBP: 86.00 | 220 | 320 | 40 | 400 |  | 84159000
062989-4 | Foot board Ral 6014 |  |  |  | 1 | 348.50 | 46.75 | 40.00 | 10 | 313.75 | 42.00 | 36.00 |  |  |  |  | 280 | 275 | 155 | 480 | RAL FS 33446 = 062989-1 <br>RAL 1001 = 062989-2 <br>RAL 1014 = 062989-3 <br>RAL 2000 = 062989-4 <br>RAL 6014 = 062989-5 <br>RAL 6031 = 062989-6 | 84159000
062989-1 | Foot board Ral 6014 |  |  |  | 1 | 348.50 | 46.75 | 40.00 | 10 | 313.75 | 42.00 | 36.00 |  |  |  |  | 280 | 275 | 155 | 480 | RAL FS 33446 = 062989-1 <br>RAL 1001 = 062989-2 <br>RAL 1014 = 062989-3 <br>RAL 2000 = 062989-4 <br>RAL 6014 = 062989-5 <br>RAL 6031 = 062989-6 | 84159000
207761-1 | Mounting kit, flue duct securing straps, VAM 40 |  |  |  | 1 | 478.50 | 64.00 | 55.00 | 10 | 430.75 | 57.50 | 49.50 |  |  |  |  | 550 | 350 | 200 | 12000 |  | 84158200
098067 | Regulator for CO-monitor Test Rack (097771) |  | 6685-22-631-7438 |  | 1 | 379.00 | 50.75 | 43.50 | 10 | 341.00 | 45.75 | 39.25 |  |  |  |  | 0 | 0 | 0 | 3333 |  | 73229000
081337-5 | Cover for evaporator, right | 043057 | 5340-22-611-1761 |  | 1 | 122.50 | 16.50 | 14.00 | 10 | 110.25 | 14.75 | 12.50 |  |  |  |  | 410 | 50 | 30 | 3333 |  | 84159000
540970 | Plug/button, cover plug |  |  |  | 1 | 26.00 | 3.50 | 3.00 | 10 | 23.50 | 3.25 | 2.75 |  |  |  |  | 5 | 5 | 5 | 5 |  | 39269097
511630 | Relay, 2-5700-IG1-P10-8.0 Amp, ETA |  | 5925-12-180-9321 |  | 1 | 494.25 | 66.25 | 56.75 | 10 | 444.75 | 59.75 | 51.00 |  |  |  |  | 100 | 100 | 50 | 150 |  | 85364900
191381-9 | Filter rail AC-M5 |  |  |  | 1 | 210.25 | 28.25 | 24.25 | 10 | 189.25 | 25.50 | 21.75 |  |  |  |  | 900 | 100 | 100 | 1500
081283-5 | Cover Big | 043048 |  |  | 1 | 674.00 | 90.25 | 77.50 | 10 | 606.50 | 81.25 | 69.75 |  |  |  |  | 210 | 170 | 30 | 3333 |  | 84159000
074586-5 | Filter grill, big AC-M5-MKI | 074586 |  |  | 1 | 972.75 | 130.25 | 111.75 | 10 | 875.50 | 117.25 | 100.50 |  |  |  |  | 600 | 390 | 50 | 1280 |  | 84159000
039387-3 | Elkasse AC-M5W (Heatversion) |  |  |  | 1 | 385.00 | 51.50 | 44.25 | 10 | 346.50 | 46.25 | 39.75 |  |  |  |  | 250 | 190 | 140 | 500 |  | 84159000 | DK
081359 | Toggle switch | 515070 | 5930-22-625-4110 |  | 1 | 493.25 | 66.00 | 56.75 | 10 | 444.00 | 59.50 | 51.00 |  |  |  |  | 150 | 105 | 70 | 10 |  | 84159000
796387 | Cable duct, 185mm |  | 5975-22-611-2206 |  | 1 | 404.00 | 54.00 | 46.50 | 10 | 363.50 | 48.50 | 41.75 |  |  |  |  | 190 | 150 | 100 | 150 |  | 84159000
890011-1 | Cover, air outlet | 208830 |  |  | 1 | 488.25 | 65.25 | 56.00 | 10 | 439.50 | 58.75 | 50.50 |  |  |  |  | 280 | 270 | 55 | 550
081343-1 | Base plate | 043076 | 4120-22-611-1810 |  | 1 | 1010.75 | 135.25 | 116.00 | 10 | 909.75 | 121.75 | 104.50 |  |  |  |  | 750 | 630 | 600 | 3333 |  | 84159000
890011-7 | Cover, air outlet | 208830 |  |  | 1 | 488.25 | 65.25 | 56.00 | 10 | 439.50 | 58.75 | 50.50 |  |  |  |  | 280 | 270 | 55 | 550
477150 | Thermal gasket, fibre, ø21 x 26 x 1.0mm |  | 5330-22-602-7827 |  | 1 | 12.25 | 1.75 | 1.50 | 10 | 11.00 | 1.50 | 1.25 |  |  |  |  | 26 | 26 | 26 | 10 |  | 70199000
098883-2 | Connectionbox cpl. |  |  |  | MSRP price PCS: 1; MSRP price DKK: 1816.50; MSRP price EUR: 243.25; MSRP price GBP: 208.50 | 0 | 0 | 0 | 3333 |  | 84159000
075314-1 | Cover complete with insulation |  |  |  | 1 | 3726.25 | 498.75 | 427.75 | 10 | 3353.75 | 449.00 | 385.00 |  |  |  |  | 0 | 0 | 0 | 3333 |  | 84159000
572911 | Bag filter, F7 - 592 x 892 x 640-12-25 - steel frame - glass fiber |  |  |  | MSRP price PCS: 1; MSRP price DKK: 2227.00; MSRP price EUR: 298.25; MSRP price GBP: 255.75 | 592 | 892 | 640 | 2000 | All DanX units are bespoke. To ensure 100% compatibility, please send unit serial or project number from type label to danx@dantherm.com with your compatabillity request. | 84213925
040777 | Sheet filter, 260 x 400 mm |  |  |  | MSRP price PCS: 1; MSRP price DKK: 81.00; MSRP price EUR: 11.00; MSRP price GBP: 9.25 | 280 | 200 | 40 | 30 |  | 84219990
065270 | Tool kit | 295370 |  |  | 1 | 1653.25 | 221.25 | 189.75 | 10 | 1488.00 | 199.25 | 170.75 |  |  |  |  | 270 | 260 | 90 | 780 |  | 73229000
209260-7 | Inner screen, VA-M15 |  |  |  | 1 | 627.50 | 84.00 | 72.00 | 10 | 564.75 | 75.50 | 64.75 |  |  |  |  | 250 | 250 | 110 | 5000 |  | 84159000
088731-1 | bottom | 210250 |  |  | 1 | 1763.25 | 236.00 | 202.50 | 10 | 1587.00 | 212.50 | 182.25 |  |  |  |  | 1280 | 560 | 280 | 900 |  | 84159000
063112-1 | Fan |  | 4140-22-620-0250 |  | 1 | 2477.25 | 331.75 | 284.50 | 10 | 2229.50 | 298.50 | 256.00 |  |  |  |  | 320 | 320 | 150 | 3250 | 063112-1 fits to units starting with serial number 150410******6 063112-2 fits to units up to and including serial number 150410******5 | 84159000 | DK
075465 | Damper |  |  |  | MSRP price PCS: 1; MSRP price DKK: 1625.00; MSRP price EUR: 217.50; MSRP price GBP: 186.50 | 580 | 410 | 150 | 2042 |  | 84159000 | IT
060076 | Insulation for cover, Top | 079110 | 5640-22-607-2643 |  | 1 | 656.00 | 88.00 | 75.50 | 10 | 590.50 | 79.25 | 68.00 |  |  |  |  | 780 | 530 | 30 | 380 |  | 84159000
098070 | Clamp w. tubing for CO-monitor Test Rack (097771) |  | 4720-22-631-7436 |  | 1 | 1943.25 | 260.25 | 223.00 | 10 | 1749.00 | 234.25 | 200.75 |  |  |  |  | 0 | 0 | 0 | 3333 |  | 73229000
090167 | Fan for VA-M40 |  | 4140-22-630-4728 |  | 1 | 4646.50 | 622.00 | 533.50 | 10 | 4181.75 | 559.75 | 480.25 |  |  |  |  | 510 | 440 | 425 | 16690 |  | 73229000
081281-10 | Plate for control panel | 043047 |  |  | 1 | 852.50 | 114.00 | 97.75 | 10 | 767.25 | 102.50 | 88.00 |  |  |  |  | 210 | 110 | 170 | 3333 |  | 84159000
095210 | Control box 535SE | 796015 | 4530-15-170-1645 |  | 1 | 3670.50 | 491.25 | 421.50 | 10 | 3303.50 | 442.25 | 379.25 |  |  |  |  | 230 | 235 | 120 | 440 |  | 73229000
078400 | Rail/guide |  | 5340-22-611-1559 |  | 1 | 87.75 | 11.75 | 10.00 | 10 | 79.00 | 10.50 | 9.00 |  |  |  |  | 0 | 0 | 0 | 3333 |  | 73229000
086308-2 | Bracket, absorber, 4 pcs |  |  |  | 1 | 534.75 | 71.50 | 61.50 | 10 | 481.25 | 64.25 | 55.25 |  |  |  |  | 320 | 220 | 50 | 3333 |  | 73229000
065517-2 | Plate, hose connection, ø315 mm | 044070 |  |  | 1 | 652.25 | 87.25 | 75.00 | 10 | 587.00 | 78.50 | 67.50 |  |  |  |  | 650 | 385 | 35 | 3333 | RAL 1001 = 065517-1 <br> RAL 1014 = 065517-2 <br>RAL 2000 = 065517-3 <br>RAL 6014 = 065517-4 <br>RAL 6031 = 065517-5 | 84159000
068058-2 | Cpl. Front for trapdoor MKII |  |  |  | MSRP price PCS: 1; MSRP price DKK: 2191.75; MSRP price EUR: 293.50; MSRP price GBP: 251.50 | 770 | 565 | 45 | 5230 |  | 84159000 | DK
604014 | Nozzle 4.75 Tmvd 00011 |  |  |  | MSRP price PCS: 1; MSRP price DKK: 259.50; MSRP price EUR: 34.75; MSRP price GBP: 30.00 | 50 | 50 | 50 | 50 | All DanX units are bespoke. To ensure 100% compatibility, please send unit serial or project number from type label to danx@dantherm.com with your compatabillity request. | 90329000
040882 | Thermostat |  |  |  | MSRP price PCS: 1; MSRP price DKK: 1036.00; MSRP price EUR: 138.75; MSRP price GBP: 119.00 | 5 | 50 | 5 | 34 |  | 90321080 | DK
059879-1 | Supporting leg | 069888 |  |  | 1 | 783.00 | 104.75 | 90.00 | 10 | 704.75 | 94.25 | 81.00 |  |  |  |  | 690 | 310 | 60 | 860 |  | 84159000
059948-3 | Cover for heater | 208740 |  |  | 1 | 1784.25 | 238.75 | 204.75 | 10 | 1605.75 | 215.00 | 184.25 |  |  |  |  | 800 | 640 | 320 | 9080 |  | 84159000
796004 | Air shutter, Dtr 7549 |  | 4820-22-126-7530 |  | 1 | 314.25 | 42.00 | 36.00 | 10 | 282.75 | 37.75 | 32.50 |  |  |  |  | 100 | 100 | 50 | 100 |  | 73229000
028396-2 | Fan support |  |  |  | 1 | 625.00 | 83.75 | 71.75 | 10 | 562.50 | 75.25 | 64.50 |  |  |  |  | 230 | 150 | 100 | 100 |  | 84159000 | DK
068058-5 | Cpl. Front for trapdoor MKII |  |  |  | MSRP price PCS: 1; MSRP price DKK: 2191.75; MSRP price EUR: 293.50; MSRP price GBP: 251.50 | 770 | 565 | 45 | 5230 |  | 84159000 | DK
081281-1 | Plate for control panel | 043047 |  |  | 1 | 852.50 | 114.00 | 97.75 | 10 | 767.25 | 102.50 | 88.00 |  |  |  |  | 210 | 110 | 170 | 3333 |  | 84159000
066819 | condenser fan | 066819 | 4140-22-615-5385 |  | 1 | 1924.75 | 257.75 | 221.00 | 10 | 1732.25 | 232.00 | 199.00 |  |  |  |  | 580 | 380 | 110 | 2950 |  | 84159000
063125-1 | Service valve | 605140 |  |  | 1 | 479.75 | 64.25 | 55.00 | 10 | 431.75 | 57.75 | 49.50 |  |  |  |  | 150 | 105 | 70 | 40 |  | 84159000
081632-5 | Supporting bracket, oil burner | 075980 | 4520-22-126-7337 |  | 1 | 569.75 | 76.25 | 65.50 | 10 | 512.75 | 68.75 | 59.00 |  |  |  |  | 220 | 130 | 50 | 500 | 081632-1 is color RAL 1001<BR> 081632-2 is color RAL 1016<BR> 081632-3 is color RAL 3000<BR> 081632-4 is color RAL 6014<BR> 081632-5 is color RAL 6031<BR> | 73229000
063114-5 | Handle, set with 2 pcs. |  |  |  | 1 | 374.00 | 50.00 | 43.00 | 10 | 336.50 | 45.00 | 38.75 |  |  |  |  | 0 | 0 | 0 | 300 |  | 84159000
081281-5 | Plate for control panel | 043047 |  |  | 1 | 852.50 | 114.00 | 97.75 | 10 | 767.25 | 102.50 | 88.00 |  |  |  |  | 210 | 110 | 170 | 3333 |  | 84159000
033227 | Fuse, piston type fuse IC60N 3PN 16 A C |  | 5920-22-613-3543 |  | 1 | 651.50 | 87.20 | 74.80 | 10 | 586.25 | 78.50 | 67.25 |  |  |  |  | 120 | 120 | 120 | 400 |  | 85361010 | DK
612931 | End socket 1/4", brass |  |  |  | 1 | 17.75 | 2.50 | 2.00 | 10 | 16.00 | 2.25 | 1.75 |  |  |  |  | 100 | 100 | 50 | 100 |  | 27101929
063136 | Rubber grommet, DG11, 6 pcs. |  | 5365-22-620-0280 |  | 1 | 276.25 | 37.00 | 31.75 | 10 | 248.75 | 33.25 | 28.50 |  |  |  |  | 0 | 0 | 0 | 200 |  | 84159000
061574-3 | Runner cpl. right | 208290 |  |  | 1 | 1876.25 | 251.25 | 215.50 | 10 | 1688.75 | 226.25 | 194.00 |  |  |  |  | 1240 | 200 | 170 | 4380 |  | 73229000
095656 | Cable for OT and FAN/LIMIT thermostat |  | 6150-22-630-4610 |  | 1 | 1219.50 | 163.25 | 140.00 | 10 | 1097.50 | 147.00 | 126.00 |  |  |  |  | 0 | 0 | 0 | 3333 |  | 73229000
092277-4 | Cover for control panel | 028033 |  |  | 1 | 685.50 | 91.75 | 78.75 | 10 | 617.00 | 82.50 | 71.00 |  |  |  |  | 380 | 220 | 100 | 980 |  | 73229000
063114-9 | Handle, set with 2 pcs. |  |  |  | 1 | 374.00 | 50.00 | 43.00 | 10 | 336.50 | 45.00 | 38.75 |  |  |  |  | 0 | 0 | 0 | 300 |  | 84159000
065224-5 | C-profile, outer | 043054 |  |  | 1 | 867.25 | 116.00 | 99.50 | 10 | 780.50 | 104.50 | 89.50 |  |  |  |  | 700 | 50 | 60 | 60 |  | 84159000
524750 | Cable gland |  |  |  | MSRP price PCS: 1; MSRP price DKK: 10.00; MSRP price EUR: 1.50; MSRP price GBP: 1.15 | 1 | 1 | 1 | 5 |  | 85369010
572914 | Bag filter, F9, 592 x 592 x 640-10-25, plastic frame/glass fibre |  |  |  | MSRP price PCS: 1; MSRP price DKK: 1360.00; MSRP price EUR: 182.00; MSRP price GBP: 156.20 | 592 | 592 | 640 | 2000 |  | 84213925
076270-7 | Fitting, supporting bracket for boiler, deck |  | 4520-22-126-7350 |  | 1 | 161.00 | 21.50 | 18.50 | 10 | 145.00 | 19.25 | 16.75 |  |  |  |  | 0 | 0 | 0 | 200
027808-2 | Shielding plate, outdoor air intake |  |  |  | 1 | 121.75 | 16.25 | 14.00 | 10 | 109.50 | 14.75 | 12.50 |  |  |  |  | 170 | 170 | 50 | 101 |  | 73269098 | DK
063114-2 | Handle, set with 2 pcs. |  |  |  | 1 | 374.00 | 50.00 | 43.00 | 10 | 336.50 | 45.00 | 38.75 |  |  |  |  | 0 | 0 | 0 | 300 |  | 84159000
065265 | Post Rail | 043013 | 5340-22-625-4101 |  | 1 | 580.50 | 77.75 | 66.75 | 10 | 522.50 | 70.00 | 60.00 |  |  |  |  | 530 | 100 | 70 | 280 |  | 84159000
064434-1 | Wheel case |  |  |  | 1 | 2810.25 | 376.25 | 322.75 | 10 | 2529.25 | 338.75 | 290.50 |  |  |  |  | 775 | 790 | 150 | 3333 | RAL FS 33446 = 064434-1 <br>RAL 1001 = 064434-2 <br>RAL 1014 = 064434-3 <br>RAL 2000 = 064434-4 <br>RAL 6014 = 064434-5 <br>RAL 6031 = 064434-6 <br>RAL 9010 = 064434-7 | 84159000
796001 | Cover, Dtr 7884 |  | 2910-22-126-7527 |  | 1 | 877.00 | 117.50 | 100.75 | 10 | 789.25 | 105.75 | 90.75 |  |  |  |  | 90 | 60 | 6 | 40 |  | 73229000
095422-4 | Fresh air damper | 017834 |  |  | 1 | 711.25 | 95.25 | 81.75 | 10 | 640.25 | 85.75 | 73.50 |  |  |  |  | 0 | 0 | 0 | 3333 |  | 73229000
077137-4 | Support for oil burner | 211651 |  |  | 1 | 975.25 | 130.50 | 112.00 | 10 | 877.75 | 117.50 | 100.75 |  |  |  |  | 0 | 0 | 0 | 2000 |  | 73229000
296152-4 | compl. Handle for VA-M15 4 pcs |  |  |  | 1 | 615.25 | 82.25 | 70.75 | 10 | 553.75 | 74.00 | 63.75 |  |  |  |  | 290 | 175 | 85 | 800 |  | 73229000 | DK
051589-2 | Chimney, 2-part, complete | 208910,206840,086299,192536,192539,206841,565920,192543,893110,210990,086301,563970 |  |  | 1 | 3740.50 | 500.75 | 429.50 | 10 | 3366.50 | 450.75 | 386.50 |  |  |  |  | 820 | 490 | 150 | 6070 | 051589-1 is color RAL 6014 <BR> 051589-2 is color RAL 6031 <BR> 051589-3 is color RAL 3000 <BR> 051589-4 is color RAL 1016 <BR> 051589-5 is color RAL 1001 <BR> | 73229000
081353-5 | Control panel plate | 043036 |  |  | 1 | 90.00 | 12.00 | 10.25 | 10 | 81.00 | 10.75 | 9.25 |  |  |  |  | 225 | 135 | 30 | 110 | 081353-1 is color BS381C298 <BR> 081353-2 is color RAL 1019 <BR> 081353-3 is color RAL 6014 <BR> 081353-4 is color RAL 6031 <BR> 081353-5 is color RAL 9003 <BR> | 84159000
064415-6 | Bracket lock pin 2 pcs. |  |  |  | 1 | 709.00 | 95.00 | 81.50 | 10 | 638.00 | 85.50 | 73.25 |  |  |  |  | 195 | 110 | 95 | 170 |  | 84159000
060628-3 | Cabinet fitting, chimney 4 pcs | 078020 |  |  | 1 | 320.25 | 42.75 | 36.75 | 10 | 288.25 | 38.50 | 33.00 |  |  |  |  | 225 | 135 | 30 | 30 | 060628-1 is color RAL 1001 <br> 060628-2 is color RAL 1016 <br> 060628-3 is color RAL 1021 <br> 060628-4 is color RAL 2000 <br> 060628-5 is color RAL 3000 <br> 060628-6 is color RAL 6014 <br> 060628-7 is color RAL 6031 <br> | 73229000
091229-3 | Generator housing | 017852 |  |  | 1 | 747.50 | 100.00 | 85.75 | 10 | 672.75 | 90.00 | 77.25 |  |  |  |  | 630 | 500 | 80 | 2510 |  | 73229000
063131 | Capacitor 5µF | 531743 | 5910-22-620-0275 |  | 1 | 148.25 | 19.75 | 17.00 | 10 | 133.50 | 17.75 | 15.25 |  |  |  |  | 150 | 105 | 70 | 60 |  | 84159000
098490 | Cable entry 2 pcs (remote) |  | 5975-22-631-9568 |  | 1 | 404.25 | 54.00 | 46.50 | 10 | 363.75 | 48.50 | 41.75 |  |  |  |  | 0 | 0 | 0 | 3333 |  | 84158100
796391-5 | Handle, complete |  |  |  | 1 | 489.00 | 65.50 | 56.25 | 10 | 440.00 | 59.00 | 50.75 |  |  |  |  | 720 | 230 | 200 | 1150 | FS 33446 - 796391-1 <br>RAL 1001 - 796391-2 <br>RAL 1014 - 796391-3 <br>RAL 2000 - 796391-4 <br>RAL 6014 - 796391-5 <br>RAL 6031 - 796391-6 | 84159000
060017-2 | Bracket for oil filter | 078990 |  |  | 1 | 557.00 | 74.50 | 64.00 | 10 | 501.25 | 67.00 | 57.50 |  |  |  |  | 0 | 0 | 0 | 500 |  | 84159000
069883-1 | Assembly for Powder coating, Pipe for handle, VA-M15 |  |  |  | 1 | 174.75 | 23.50 | 20.00 | 10 | 157.25 | 21.25 | 18.00 |  |  |  |  | 0 | 0 | 0 | 3333 |  | 84159000
068069 | Set of gaskets for trapdoor MKII |  | 5330-22-623-1214 |  | MSRP price PCS: 1; MSRP price DKK: 1618.00; MSRP price EUR: 216.50; MSRP price GBP: 185.75 | 450 | 240 | 10 | 470 |  | 84159000 | DK
063812 | Panel filter, G4 ,Macrofalt, DANX 3/6 AF |  |  |  | MSRP price PCS: 1; MSRP price DKK: 737.25; MSRP price EUR: 98.75; MSRP price GBP: 84.50 | 600 | 300 | 50 | 2000 |  | 56031110 | DE
094808-1 | Front CDP/CDF 70, cpl. |  |  |  | MSRP price PCS: 1; MSRP price DKK: 3250.00; MSRP price EUR: 435.25; MSRP price GBP: 373.25 | 0 | 0 | 0 | 3333 |  | 84159000
027787-1 | Box, control box for VAM 15 MKII |  |  |  | 1 | 320.25 | 42.75 | 36.75 | 10 | 288.25 | 38.50 | 33.00 |  |  |  |  | 400 | 250 | 100 | 1000 |  | 84159000 | DK
094816-1 | Fan assembly CDP/CDP-T 70 |  |  |  | MSRP price PCS: 1; MSRP price DKK: 4678.75; MSRP price EUR: 626.50; MSRP price GBP: 537.25 | 0 | 0 | 0 | 3333 |  | 84159000
075314-13 | Cover complete with insulation |  |  |  | 1 | 3726.25 | 498.75 | 427.75 | 10 | 3353.75 | 449.00 | 385.00 |  |  |  |  | 0 | 0 | 0 | 3333 |  | 84159000
074589-5 | Filter grill, small AC-M5-MKI | 165301 |  |  | 1 | 858.00 | 114.75 | 98.50 | 10 | 772.25 | 103.25 | 88.75 |  |  |  |  | 400 | 380 | 50 | 920 |  | 84159000
060702 | Scroll compressor, 3 x 400 V, HCP 094 T4L C6, Danfoss no. 120U0598 |  |  |  | MSRP price PCS: 1; MSRP price DKK: 13281.75; MSRP price EUR: 1778.00; MSRP price GBP: 1525.00 | 0 | 0 | 0 | 3333 | All DanX units are bespoke. To ensure 100% compatibility, please send unit serial or project number from type label to danx@dantherm.com with your compatabillity request. | 84143081 | DK
040747 | Sheet filter, 260 x 220 mm | 040790 |  |  | MSRP price PCS: 1; MSRP price DKK: 90.00; MSRP price EUR: 12.00; MSRP price GBP: 10.25 | 250 | 220 | 10 | 18 |  | 84219990
600920 | Condenser coil, |  |  |  | MSRP price PCS: 1; MSRP price DKK: 5595.00; MSRP price EUR: 749.00; MSRP price GBP: 642.00 | 0 | 0 | 0 | 7400 |  | 84189910
063310-7 | Leg closure |  |  |  | 1 | 552.50 | 74.00 | 63.50 | 10 | 497.25 | 66.50 | 57.25 |  |  |  |  | 195 | 110 | 95 | 140 | RAL FS 33446 = 063310-1 <br>RAL 1001 = 063310-2 <br>RAL 1014 = 063310-3 <br>RAL 2000 = 063310-4 <br>RAL 6014 = 063310-5 <br>RAL 6031 = 063310-6 <br>RAL 9010 = 063310-7 | 84159000
070967-2 | Control panel VA-M40 MKII, 220/240v, 50hz | 017916 |  |  | 1 | 5428.00 | 726.75 | 623.25 | 10 | 4885.25 | 654.00 | 561.00 |  |  |  |  | 0 | 0 | 0 | 3333 |  | 73229000
092277-2 | Cover for control panel | 028033 |  |  | 1 | 685.50 | 91.75 | 78.75 | 10 | 617.00 | 82.50 | 71.00 |  |  |  |  | 380 | 220 | 100 | 980 |  | 73229000
075258-3 | Cpl. Front for trapdoor MKI |  |  |  | MSRP price PCS: 1; MSRP price DKK: 1938.50; MSRP price EUR: 259.50; MSRP price GBP: 222.50 | 780 | 570 | 170 | 5380 |  | 84159000 | DK
063116-11 | Frontgable, complete |  |  |  | 1 | 3618.50 | 484.50 | 415.50 | 10 | 3256.75 | 436.00 | 374.00 |  |  |  |  | 730 | 620 | 165 | 3840 |  | 84159000
081345-2 | Inspection plate | 191378 |  |  | 1 | 167.75 | 22.50 | 19.25 | 10 | 151.00 | 20.25 | 17.25 |  |  |  |  | 380 | 150 | 10 | 3333 |  | 84159000
065224-4 | C-profile, outer | 043054 |  |  | 1 | 867.25 | 116.00 | 99.50 | 10 | 780.50 | 104.50 | 89.50 |  |  |  |  | 700 | 50 | 60 | 60 |  | 84159000
513634 | Thermostat, manual reset code H. KP73 |  |  |  | MSRP price PCS: 1; MSRP price DKK: 871.25; MSRP price EUR: 116.75; MSRP price GBP: 100.00 | 200 | 200 | 100 | 600 |  | 90321080
078285 | Filter, 1350 x 340 |  | 4520-22-124-9946 |  | 1 | 70.25 | 9.50 | 8.00 | 10 | 63.25 | 8.50 | 7.25 |  |  |  |  | 700 | 370 | 80 | 130 |  | 73229000 | DK
037129-1 | Handle for transport |  |  |  | MSRP price PCS: 1; MSRP price DKK: 929.00; MSRP price EUR: 124.50; MSRP price GBP: 106.75 | 504 | 333 | 22 | 825 |  | 84159000 | DK
296154 | ETA relay complete. |  | 5945-22-616-7341 |  | 1 | 479.50 | 64.25 | 55.00 | 10 | 431.50 | 57.75 | 49.50 |  |  |  |  | 100 | 100 | 70 | 150 |  | 73229000 | DK
068061-1 | 1 set Horn for Trapdoor MKII |  |  |  | MSRP price PCS: 1; MSRP price DKK: 1261.75; MSRP price EUR: 169.00; MSRP price GBP: 144.75 | 730 | 150 | 100 | 4080 |  | 84159000 | DK
081281-4 | Plate for control panel | 043047 |  |  | 1 | 852.50 | 114.00 | 97.75 | 10 | 767.25 | 102.50 | 88.00 |  |  |  |  | 210 | 110 | 170 | 3333 |  | 84159000
028396-1 | Fan support |  |  |  | 1 | 625.00 | 83.75 | 71.75 | 10 | 562.50 | 75.25 | 64.50 |  |  |  |  | 230 | 150 | 100 | 100 |  | 84159000 | DK
043032 | Leading-in plate |  | 5340-22-611-1704 |  | 1 | 29.50 | 4.00 | 3.50 | 10 | 26.50 | 3.50 | 3.25 |  |  |  |  | 90 | 70 | 10 | 10
796009 | Fitting, Dtr 7475 |  | 5340-22-126-7532 |  | 1 | 187.25 | 25.00 | 21.50 | 10 | 168.50 | 22.50 | 19.25 |  |  |  |  | 50 | 50 | 50 | 100 |  | 73229000
062987-3 | Flashing, flue gas outlet | 078310 |  |  | 1 | 272.00 | 36.50 | 31.25 | 10 | 244.75 | 32.75 | 28.25 |  |  |  |  | 0 | 0 | 0 | 3333 |  | 73229000
075314-3 | Cover complete with insulation |  |  |  | 1 | 3726.25 | 498.75 | 427.75 | 10 | 3353.75 | 449.00 | 385.00 |  |  |  |  | 0 | 0 | 0 | 3333 |  | 84159000
081340-4 | Bar | 043058 |  |  | 1 | 145.50 | 19.50 | 16.75 | 10 | 131.00 | 17.50 | 15.00 |  |  |  |  | 410 | 70 | 40 | 3333 |  | 84159000
074723-5 | Filter frame, evaporator AC-M5-MKI | 043071 | 5340-22-611-1807 |  | 1 | 492.00 | 66.00 | 56.50 | 10 | 442.75 | 59.50 | 50.75 |  |  |  |  | 370 | 390 | 30 | 590 |  | 84159000
074474-5 | Air discharge grille, cpl. | 165298 |  |  | 1 | 2074.50 | 277.75 | 238.25 | 10 | 1867.00 | 250.00 | 214.50 |  |  |  |  | 325 | 225 | 70 | 670 |  | 84159000
796043 | Manometer block, Dtr 7892 |  | 6685-22-126-7536 |  | 1 | 1066.75 | 142.75 | 122.50 | 10 | 960.00 | 128.50 | 110.25 |  |  |  |  | 0 | 0 | 0 | 128 |  | 73229000
075314-8 | Cover complete with insulation |  |  |  | 1 | 3726.25 | 498.75 | 427.75 | 10 | 3353.75 | 449.00 | 385.00 |  |  |  |  | 0 | 0 | 0 | 3333 |  | 84159000
081267-2 | Locking device 2 pcs. | 043027 |  |  | 1 | 508.00 | 68.00 | 58.25 | 10 | 457.25 | 61.25 | 52.50 |  |  |  |  | 130 | 220 | 30 | 3333 |  | 84159000
796042 | Gasket |  | 5330-22-126-7207 |  | 1 | 40.50 | 5.50 | 4.75 | 10 | 36.50 | 5.00 | 4.25 |  |  |  |  | 1500 | 15000 | 15000 | 0 |  | 70199000
095389 | Combi screwdriver | 540240 | 5120-12-121-1686 |  | 1 | 345.75 | 46.25 | 39.75 | 10 | 311.25 | 41.75 | 35.75 |  |  |  |  | 0 | 0 | 0 | 3333 |  | 73229000
077590 | Rear cover plate, mounting plate for VAM 25/40 |  | 5340-22-611-1542 |  | 1 | 75.25 | 10.00 | 8.75 | 10 | 67.75 | 9.00 | 8.00 |  |  |  |  | 0 | 0 | 0 | 64 |  | 73269098
068058-1 | Cpl. Front for trapdoor MKII |  |  |  | MSRP price PCS: 1; MSRP price DKK: 2191.75; MSRP price EUR: 293.50; MSRP price GBP: 251.50 | 770 | 565 | 45 | 5230 |  | 84159000 | DK
063116-5 | Frontgable, complete |  |  |  | 1 | 3618.50 | 484.50 | 415.50 | 10 | 3256.75 | 436.00 | 374.00 |  |  |  |  | 730 | 620 | 165 | 3840 |  | 84159000
039387-7 | Elkasse AC-M5W (Heatversion) |  |  |  | 1 | 385.00 | 51.50 | 44.25 | 10 | 346.50 | 46.25 | 39.75 |  |  |  |  | 250 | 190 | 140 | 500 |  | 84159000 | DK
081276 | Plate for partitions wall | 043029 | 5340-22-625-4104 |  | MSRP price PCS: 1; MSRP price DKK: 661.75; MSRP price EUR: 88.50; MSRP price GBP: 76.00 | 190 | 200 | 70 | 3333 |  | 84159000
095422-2 | Fresh air damper | 017834 |  |  | 1 | 711.25 | 95.25 | 81.75 | 10 | 640.25 | 85.75 | 73.50 |  |  |  |  | 0 | 0 | 0 | 3333 |  | 73229000
069883-5 | Assembly for Powder coating, Pipe for handle, VA-M15 |  |  |  | 1 | 174.75 | 23.50 | 20.00 | 10 | 157.25 | 21.25 | 18.00 |  |  |  |  | 0 | 0 | 0 | 3333 |  | 84159000
063114-6 | Handle, set with 2 pcs. |  |  |  | 1 | 374.00 | 50.00 | 43.00 | 10 | 336.50 | 45.00 | 38.75 |  |  |  |  | 0 | 0 | 0 | 300 |  | 84159000
079960 | Rail/guide, lower inner screen |  |  |  | 1 | 153.75 | 20.50 | 17.75 | 10 | 138.50 | 18.50 | 16.00 |  |  |  |  | 0 | 0 | 0 | 3333
077910-2 | Holder, tool bag |  |  |  | 1 | 108.75 | 14.50 | 12.50 | 10 | 98.00 | 13.00 | 11.25 |  |  |  |  | 0 | 0 | 0 | 3333
477120 | Thermal gasket |  | 5330-22-124-5076 |  | 1 | 33.25 | 4.50 | 3.75 | 10 | 30.00 | 4.00 | 3.50 |  |  |  |  | 0 | 0 | 0 | 20 |  | 70199000
098883-1 | Connectionbox cpl. |  |  |  | MSRP price PCS: 1; MSRP price DKK: 1816.50; MSRP price EUR: 243.25; MSRP price GBP: 208.50 | 0 | 0 | 0 | 3333 |  | 84159000
074474-3 | Air discharge grille, cpl. | 165298 |  |  | 1 | 2074.50 | 277.75 | 238.25 | 10 | 1867.00 | 250.00 | 214.50 |  |  |  |  | 325 | 225 | 70 | 670 |  | 84159000
063118-1 | Base plate, complete |  |  |  | 1 | 4645.50 | 622.00 | 533.25 | 10 | 4181.00 | 559.75 | 480.00 |  |  |  |  | 0 | 0 | 0 | 21700 |  | 84159000
081635-2 | Receiver + line drier |  | 4130-22-611-9712 |  | 1 | 857.50 | 115.00 | 98.50 | 10 | 771.75 | 103.25 | 88.75 |  |  |  |  | 380 | 185 | 165 | 2000 | 081635-1 = fits up to and including serial no. 080417 ******* <br> 081635-2 = fits from serial no. 080417 ******* | 84159000
076532-5 | Rear cover plate, for handle |  |  |  | 1 | 71.75 | 9.50 | 8.25 | 10 | 64.50 | 8.50 | 7.50 |  |  |  |  | 0 | 0 | 0 | 105 |  | 73269098
051589-1 | Chimney, 2-part, complete | 208910,206840,086299,192536,192539,206841,565920,192543,893110,210990,086301,563970 |  |  | 1 | 3740.50 | 500.75 | 429.50 | 10 | 3366.50 | 450.75 | 386.50 |  |  |  |  | 820 | 490 | 150 | 6070 | 051589-1 is color RAL 6014 <BR> 051589-2 is color RAL 6031 <BR> 051589-3 is color RAL 3000 <BR> 051589-4 is color RAL 1016 <BR> 051589-5 is color RAL 1001 <BR> | 73229000
086302-3 | Tubular handle left, VA-M15 | 210270 |  |  | 1 | 1187.25 | 159.00 | 136.25 | 10 | 1068.50 | 143.00 | 122.75 |  |  |  |  | 0 | 0 | 0 | 3333 |  | 73229000
027808-3 | Shielding plate, outdoor air intake |  |  |  | 1 | 121.75 | 16.25 | 14.00 | 10 | 109.50 | 14.75 | 12.50 |  |  |  |  | 170 | 170 | 50 | 101 |  | 73269098 | DK
085673 | Capacitor 40µF kit | 602468 | 5910-22-623-8725 |  | 1 | 441.75 | 59.00 | 50.75 | 10 | 397.50 | 53.00 | 45.75 |  |  |  |  | 195 | 110 | 100 | 210 |  | 84158100
074589-6 | Filter grill, small AC-M5-MKI | 165301 |  |  | 1 | 858.00 | 114.75 | 98.50 | 10 | 772.25 | 103.25 | 88.75 |  |  |  |  | 400 | 380 | 50 | 920 |  | 84159000
061574-4 | Runner cpl. right | 208290 |  |  | 1 | 1876.25 | 251.25 | 215.50 | 10 | 1688.75 | 226.25 | 194.00 |  |  |  |  | 1240 | 200 | 170 | 4380 |  | 73229000
061941 | Bracket for insulation | 078380,078360 | 4520-22-611-1558 |  | 1 | 521.25 | 69.75 | 59.75 | 10 | 469.25 | 62.75 | 53.75 |  |  |  |  | 590 | 240 | 50 | 650 |  | 73229000
081375-3 | Control panel plate (Heat version) | 039405 |  |  | 1 | 481.25 | 64.50 | 55.25 | 10 | 433.25 | 58.00 | 49.75 |  |  |  |  | 225 | 135 | 30 | 120 |  | 84159000
891110 | OT thermostat + packing | 513340 | 4520-22-126-7211 |  | 1 | 808.25 | 108.25 | 92.75 | 10 | 727.50 | 97.50 | 83.50 |  |  |  |  | 190 | 110 | 75 | 280 |  | 73229000
527010 | Cable entry, PG16 brass with screwed cable connection?? |  | 5975-22-611-9844 |  | 1 | 26.00 | 3.50 | 3.00 | 10 | 23.50 | 3.25 | 2.75 |  |  |  |  | 5 | 5 | 5 | 5 |  | 84159000
207750 | Lock for wheel axle VA-M 40 |  | 5315-22-611-2290 |  | 1 | 727.75 | 97.50 | 83.50 | 10 | 655.00 | 87.75 | 75.25 |  |  |  |  | 225 | 135 | 30 | 40 |  | 73229000 | DK
062987-1 | Flashing, flue gas outlet | 078310 |  |  | 1 | 272.00 | 36.50 | 31.25 | 10 | 244.75 | 32.75 | 28.25 |  |  |  |  | 0 | 0 | 0 | 3333 |  | 73229000
546123 | Damper, 1674 x1040mm |  |  |  | MSRP price PCS: 1; MSRP price DKK: 3068.50; MSRP price EUR: 410.80; MSRP price GBP: 352.30 | 0 | 0 | 0 | 8895 |  | 84159000 | IT
081274 | Partition wall | 043064 | 4120-22-611-1776 |  | 1 | 851.50 | 114.00 | 97.75 | 10 | 766.25 | 102.50 | 88.00 |  |  |  |  | 760 | 560 | 160 | 3333 |  | 84159000
095422-5 | Fresh air damper | 017834 |  |  | 1 | 711.25 | 95.25 | 81.75 | 10 | 640.25 | 85.75 | 73.50 |  |  |  |  | 0 | 0 | 0 | 3333 |  | 73229000
095394 | Fuse, 10A, quick-blow | 515990 | 5920-22-123-2129 |  | 1 | 271.00 | 36.25 | 31.00 | 10 | 244.00 | 32.75 | 28.00 |  |  |  |  | 0 | 0 | 0 | 3333 |  | 73229000
092277-6 | Cover for control panel | 028033 |  |  | 1 | 685.50 | 91.75 | 78.75 | 10 | 617.00 | 82.50 | 71.00 |  |  |  |  | 380 | 220 | 100 | 980 |  | 73229000
076021 | Cable harness, for LEDs CDT 30,40,60 | 045938 |  |  | MSRP price PCS: 1; MSRP price DKK: 883.00; MSRP price EUR: 118.00; MSRP price GBP: 101.00 | 100 | 100 | 20 | 100
796390-3 | Centre plate, complete |  | 4120-22-611-2214 |  | 1 | 990.75 | 132.75 | 113.75 | 10 | 891.75 | 119.50 | 102.50 |  |  |  |  | 800 | 840 | 100 | 2500 | FS 33446 - 796390-1 <br>RAL 1001 - 796390-2 <br>RAL 1014 - 796390-3 <br>RAL 2000 - 796390-4 <br>RAL 6014 - 796390-5 <br>RAL 6031 - 796390-6 | 84159000
027787-3 | Box, control box for VAM 15 MKII |  |  |  | 1 | 320.25 | 42.75 | 36.75 | 10 | 288.25 | 38.50 | 33.00 |  |  |  |  | 400 | 250 | 100 | 1000 |  | 84159000 | DK
796391-3 | Handle, complete |  |  |  | 1 | 489.00 | 65.50 | 56.25 | 10 | 440.00 | 59.00 | 50.75 |  |  |  |  | 720 | 230 | 200 | 1150 | FS 33446 - 796391-1 <br>RAL 1001 - 796391-2 <br>RAL 1014 - 796391-3 <br>RAL 2000 - 796391-4 <br>RAL 6014 - 796391-5 <br>RAL 6031 - 796391-6 | 84159000
209260-5 | Inner screen, VA-M15 |  |  |  | 1 | 627.50 | 84.00 | 72.00 | 10 | 564.75 | 75.50 | 64.75 |  |  |  |  | 250 | 250 | 110 | 5000 |  | 84159000
086302-4 | Tubular handle left, VA-M15 | 210270 |  |  | 1 | 1187.25 | 159.00 | 136.25 | 10 | 1068.50 | 143.00 | 122.75 |  |  |  |  | 0 | 0 | 0 | 3333 |  | 73229000
063114-10 | Handle, set with 2 pcs. |  |  |  | 1 | 374.00 | 50.00 | 43.00 | 10 | 336.50 | 45.00 | 38.75 |  |  |  |  | 0 | 0 | 0 | 300 |  | 84159000
074703 | Carrying handle | 165303 | 5340-22-625-4127 |  | 1 | 560.00 | 75.00 | 64.25 | 10 | 504.00 | 67.50 | 57.75 |  |  |  |  | 0 | 0 | 0 | 3333 |  | 84159000
068573-4 | Panel for Controler for AC-M7 MKII |  |  |  | 1 | 533.00 | 71.25 | 61.25 | 10 | 479.75 | 64.25 | 55.25 |  |  |  |  | 220 | 320 | 50 | 3333 | RAL FS 33446 = 068573-1 <br>RAL 1001 = 068573-2 <br>RAL 1014 = 068573-3 <br>RAL 2000 = 068573-4 <br>RAL 6014 = 068573-5 <br>RAL 6031 = 068573-6 | 84159000
060628-4 | Cabinet fitting, chimney 4 pcs | 078020 |  |  | 1 | 320.25 | 42.75 | 36.75 | 10 | 288.25 | 38.50 | 33.00 |  |  |  |  | 225 | 135 | 30 | 30 | 060628-1 is color RAL 1001 <br> 060628-2 is color RAL 1016 <br> 060628-3 is color RAL 1021 <br> 060628-4 is color RAL 2000 <br> 060628-5 is color RAL 3000 <br> 060628-6 is color RAL 6014 <br> 060628-7 is color RAL 6031 <br> | 73229000
070967-1 | Control panel VA-M40 MKII, 220/240v, 50hz | 017916 |  |  | 1 | 5428.00 | 726.75 | 623.25 | 10 | 4885.25 | 654.00 | 561.00 |  |  |  |  | 0 | 0 | 0 | 3333 |  | 73229000
051589-5 | Chimney, 2-part, complete | 208910,206840,086299,192536,192539,206841,565920,192543,893110,210990,086301,563970 |  |  | 1 | 3740.50 | 500.75 | 429.50 | 10 | 3366.50 | 450.75 | 386.50 |  |  |  |  | 820 | 490 | 150 | 6070 | 051589-1 is color RAL 6014 <BR> 051589-2 is color RAL 6031 <BR> 051589-3 is color RAL 3000 <BR> 051589-4 is color RAL 1016 <BR> 051589-5 is color RAL 1001 <BR> | 73229000
081345-4 | Inspection plate | 191378 |  |  | 1 | 167.75 | 22.50 | 19.25 | 10 | 151.00 | 20.25 | 17.25 |  |  |  |  | 380 | 150 | 10 | 3333 |  | 84159000
081345-1 | Inspection plate | 191378 |  |  | 1 | 167.75 | 22.50 | 19.25 | 10 | 151.00 | 20.25 | 17.25 |  |  |  |  | 380 | 150 | 10 | 3333 |  | 84159000
040762 | Sheet filter, 210 x 330 mm | 040805 |  |  | MSRP price PCS: 1; MSRP price DKK: 81.00; MSRP price EUR: 11.00; MSRP price GBP: 9.25 | 210 | 160 | 50 | 24 |  | 84219990
060081 | Insulation for cover, left side | 079100 | 5640-22-607-2579 |  | 1 | 484.00 | 64.75 | 55.50 | 10 | 435.50 | 58.25 | 50.00 |  |  |  |  | 830 | 280 | 30 | 200 |  | 73229000
074699-1 | Gable cover plate for air inlet | 208320 |  |  | 1 | 1074.00 | 143.75 | 123.25 | 10 | 966.50 | 129.50 | 111.00 |  |  |  |  | 0 | 0 | 0 | 3333 |  | 73229000
296152-3 | compl. Handle for VA-M15 4 pcs |  |  |  | 1 | 615.25 | 82.25 | 70.75 | 10 | 553.75 | 74.00 | 63.75 |  |  |  |  | 290 | 175 | 85 | 800 |  | 73229000 | DK
081357 | Control lamp, Red 5 pcs. | 513910 | 6210-22-610-9812 |  | 1 | 399.50 | 53.50 | 45.75 | 10 | 359.50 | 48.25 | 41.25 |  |  |  |  | 150 | 105 | 70 | 10 |  | 84159000
796397-2 | End gable, insulated |  | 4120-22-611-2224 |  | 1 | 1542.00 | 206.50 | 177.00 | 10 | 1387.75 | 185.75 | 159.25 |  |  |  |  | 500 | 500 | 500 | 2500 | RAL 1014 - 796397-2 RAL 6014 - 796397-3 | 84159000 | DK
064415-5 | Bracket lock pin 2 pcs. |  |  |  | 1 | 709.00 | 95.00 | 81.50 | 10 | 638.00 | 85.50 | 73.25 |  |  |  |  | 195 | 110 | 95 | 170 |  | 84159000
544179 | Barrel nipple 68F 10 x 1/8 RG |  | 4730-22-608-6096 |  | 1 | 96.25 | 13.00 | 11.00 | 10 | 86.75 | 11.75 | 10.00 |  |  |  |  | 0 | 0 | 0 | 26 |  | 74122000 | DK
064392-5 | Cabinet for heating unit | 208750 | 5340-22-607-0837 |  | 1 | 3431.00 | 459.25 | 394.00 | 10 | 3088.00 | 413.25 | 354.50 |  |  |  |  | 850 | 650 | 335 | 13500 |  | 73229000
063137-1 | Control, printed circuit board |  |  |  | 1 | 5082.75 | 680.50 | 583.50 | 10 | 4574.50 | 612.50 | 525.25 |  |  |  |  | 325 | 225 | 70 | 580 |  | 84159000
059980-4 | Cover kpl. AC-M5 W |  |  |  | 1 | 3453.25 | 462.25 | 396.50 | 10 | 3108.00 | 416.00 | 356.75 |  |  |  |  | 0 | 0 | 0 | 3333 |  | 84159000
077350 | Cabinet side, left |  |  | OBSOLETE | MSRP price PCS: 1; MSRP price DKK: 0.00; MSRP price EUR: 0.00; MSRP price GBP: 0.00 | 0 | 0 | 0 | 3333
081375-6 | Control panel plate (Heat version) | 039405 |  |  | 1 | 481.25 | 64.50 | 55.25 | 10 | 433.25 | 58.00 | 49.75 |  |  |  |  | 225 | 135 | 30 | 120 |  | 84159000
081294 | Cover for condenser, left | 043056 | 5340-22-611-1744 |  | 1 | 526.75 | 70.50 | 60.50 | 10 | 474.00 | 63.50 | 54.50 |  |  |  |  | 410 | 50 | 20 | 3333 |  | 84159000
209758 | Non-return valve w/stop sleeve |  | 4320-22-608-6104 |  | 1 | 697.75 | 93.50 | 80.00 | 10 | 628.00 | 84.25 | 72.00 |  |  |  |  | 0 | 0 | 0 | 58 |  | 73229000
081337-2 | Cover for evaporator, right | 043057 | 5340-22-611-1761 |  | 1 | 122.50 | 16.50 | 14.00 | 10 | 110.25 | 14.75 | 12.50 |  |  |  |  | 410 | 50 | 30 | 3333 |  | 84159000
081291-2 | Cover, Small | 043049 |  |  | 1 | 135.75 | 18.25 | 15.50 | 10 | 122.25 | 16.50 | 14.00 |  |  |  |  | 210 | 100 | 40 | 3333 |  | 84159000
061789-4 | Suspension f. oil supply unit | 075970 |  |  | 1 | 823.50 | 110.25 | 94.50 | 10 | 741.25 | 99.25 | 85.00 |  |  |  |  | 0 | 0 | 0 | 3333 |  | 73229000
075323 | Wheel for door |  | 5340-22-624-3656 |  | 1 | 651.50 | 87.25 | 74.75 | 10 | 586.25 | 78.50 | 67.25 |  |  |  |  | 0 | 0 | 0 | 400 |  | 84159000
603968 | Thermostatic valve |  | 4820-22-623-8610 |  | 1 | 772.50 | 103.50 | 88.75 | 10 | 695.25 | 93.25 | 80.00 |  |  |  |  | 0 | 0 | 0 | 162 |  | 90321080
481376 | Plast washer | 065398 |  |  | MSRP price PCS: 1; MSRP price DKK: 43.50; MSRP price EUR: 6.00; MSRP price GBP: 5.00 | 30 | 30 | 1 | 1 |  | 73182200
059948-4 | Cover for heater | 208740 |  |  | 1 | 1784.25 | 238.75 | 204.75 | 10 | 1605.75 | 215.00 | 184.25 |  |  |  |  | 800 | 640 | 320 | 9080 |  | 84159000
068061-5 | 1 set Horn for Trapdoor MKII |  |  |  | MSRP price PCS: 1; MSRP price DKK: 1261.75; MSRP price EUR: 169.00; MSRP price GBP: 144.75 | 730 | 150 | 100 | 4080 |  | 84159000 | DK
098887 | Fan and fan housing cpl. Condenser |  | 4130-22-632-1847 |  | MSRP price PCS: 1; MSRP price DKK: 4056.50; MSRP price EUR: 543.00; MSRP price GBP: 465.75 | 0 | 0 | 0 | 3333 |  | 84159000
108403 | Pressostat, for low-pressure tubes | 032297,298976 |  |  | MSRP price PCS: 1; MSRP price DKK: 223.75; MSRP price EUR: 30.00; MSRP price GBP: 25.75 | 0 | 0 | 0 | 53 |  | 90322000
046677-4 | Side cover condenser |  |  |  | 1 | 580.50 | 77.70 | 66.70 | 10 | 522.50 | 70.00 | 60.00 |  |  |  |  | 430 | 60 | 15 | 3333 | FS 33446 - 046677-1 <br>RAL 1001 - 046677-2 <br>RAL 1014 - 046677-3 <br>RAL 2000 - 046677-4 <br>RAL 6014 - 046677-5 <br>RAL 6031 - 046677-6 | 84159000
081469 | Terminal (4 Poles) |  | 5940-22-622-5336 |  | 1 | 329.00 | 44.00 | 37.75 | 10 | 296.00 | 39.50 | 34.00 |  |  |  |  | 0 | 0 | 0 | 3333 |  | 73229000
527691 | Plastic label, instruction for VA-M, FB20 |  |  |  | 1 | 225.00 | 30.00 | 25.75 | 10 | 202.50 | 27.00 | 23.25 |  |  |  |  | 0 | 0 | 0 | 8 |  | 48211010
076270-4 | Fitting, supporting bracket for boiler, deck |  | 4520-22-126-7350 |  | 1 | 161.00 | 21.50 | 18.50 | 10 | 145.00 | 19.25 | 16.75 |  |  |  |  | 0 | 0 | 0 | 200
081379 | Sliding block 10 pcs. | 541062 | 5930-22-625-4147 |  | 1 | 607.00 | 81.25 | 69.75 | 10 | 546.25 | 73.25 | 62.75 |  |  |  |  | 225 | 135 | 30 | 140 |  | 84159000
040788 | Drive belt |  |  |  | MSRP price PCS: 1; MSRP price DKK: 395.00; MSRP price EUR: 53.02; MSRP price GBP: 45.32 | 100 | 100 | 50 | 500
191381-7 | Filter rail AC-M5 |  |  |  | 1 | 210.25 | 28.25 | 24.25 | 10 | 189.25 | 25.50 | 21.75 |  |  |  |  | 900 | 100 | 100 | 1500
040813 | Ammeter |  |  |  | MSRP price PCS: 1; MSRP price DKK: 560.00; MSRP price EUR: 75.00; MSRP price GBP: 64.25 | 40 | 40 | 40 | 100
796390-6 | Centre plate, complete |  | 4120-22-611-2214 |  | 1 | 990.75 | 132.75 | 113.75 | 10 | 891.75 | 119.50 | 102.50 |  |  |  |  | 800 | 840 | 100 | 2500 | FS 33446 - 796390-1 <br>RAL 1001 - 796390-2 <br>RAL 1014 - 796390-3 <br>RAL 2000 - 796390-4 <br>RAL 6014 - 796390-5 <br>RAL 6031 - 796390-6 | 84159000
796031 | O-ring, Dtr 7162, 53.0 x 1.78 |  | 5331-15-120-5467 |  | 1 | 74.25 | 10.00 | 8.50 | 10 | 66.75 | 9.00 | 7.75 |  |  |  |  | 0 | 0 | 0 | 0 |  | 73229000
061635 | Tool kit cpl. VA-M 15 | 035667 | 5140-22-619-5435 |  | 1 | 1589.00 | 212.75 | 182.50 | 10 | 1430.00 | 191.50 | 164.25 |  |  |  |  | 270 | 260 | 90 | 760 |  | 73229000
075204 | Thermostat | 046696 | 2910-22-625-4187 |  | 1 | 582.00 | 78.00 | 66.75 | 10 | 523.75 | 70.25 | 60.00 |  |  |  |  | 225 | 135 | 30 | 10 |  | 84159000
066591-1 | Filter frame | 043068 |  |  | 1 | 835.50 | 111.75 | 96.00 | 10 | 752.00 | 100.50 | 86.50 |  |  |  |  | 380 | 600 | 40 | 780 | 066591-1 is color BS381C298 - Olive Drap <BR> 066591-2 is color RAL 6014<BR> 066591-3 is color RAL 6031<BR> 066591-4 is color RAL 9003<BR> 066591-5 is color RAL 1019<BR> 066591-6 is color RAL 9010<BR> | 73229000
796389-2 | Top cover plate, complete |  | 4120-22-611-2211 |  | 1 | 2539.75 | 340.00 | 291.50 | 10 | 2285.75 | 306.00 | 262.25 |  |  |  |  | 1000 | 500 | 500 | 6500 | FS 33446 - 796389-1 <br>RAL 1001 - 796389-2 <br>RAL 1014 - 796389-3 <br>RAL 2000 - 796389-4 <br>RAL 6014 - 796389-5 <br>RAL 6031 - 796389-6 | 84159000
293750-4 | Cover for flue outlet, complete | 209430,060258 |  |  | 1 | 825.00 | 110.50 | 94.75 | 10 | 742.50 | 99.50 | 85.25 |  |  |  |  | 0 | 0 | 0 | 178 | 293750-1 is color RAL 6014 <BR> 293750-2 is color RAL 6031 <BR> 293750-3 is color RAL 3000 <BR> 293750-4 is color RAL 2000 <BR> 293750-5 is color RAL 1021 <BR> 293750-6 is color RAL 1016 <BR> | 73229000 | DK
040810 | Axial fan |  |  |  | MSRP price PCS: 1; MSRP price DKK: 4046.00; MSRP price EUR: 541.75; MSRP price GBP: 464.50 | 300 | 300 | 300 | 3000 |  | 84145925
068573-6 | Panel for Controler for AC-M7 MKII |  |  |  | 1 | 533.00 | 71.25 | 61.25 | 10 | 479.75 | 64.25 | 55.25 |  |  |  |  | 220 | 320 | 50 | 3333 | RAL FS 33446 = 068573-1 <br>RAL 1001 = 068573-2 <br>RAL 1014 = 068573-3 <br>RAL 2000 = 068573-4 <br>RAL 6014 = 068573-5 <br>RAL 6031 = 068573-6 | 84159000
081267-1 | Locking device 2 pcs. | 043027 |  |  | 1 | 508.00 | 68.00 | 58.25 | 10 | 457.25 | 61.25 | 52.50 |  |  |  |  | 130 | 220 | 30 | 3333 |  | 84159000
040877 | PTFE insulation, double |  |  |  | MSRP price PCS: 1; MSRP price DKK: 365.00; MSRP price EUR: 48.75; MSRP price GBP: 42.00 | 100 | 100 | 50 | 10 |  | 70199000 | DK
060017-1 | Bracket for oil filter | 078990 |  |  | 1 | 557.00 | 74.50 | 64.00 | 10 | 501.25 | 67.00 | 57.50 |  |  |  |  | 0 | 0 | 0 | 500 |  | 84159000
036959-2 | Handle for transport |  |  |  | MSRP price PCS: 1; MSRP price DKK: 937.80; MSRP price EUR: 125.75; MSRP price GBP: 107.75 | 689 | 387 | 22 | 950 |  | 84159000 | DK
501860 | Accessory for burner, oil nozzle 0.5 Usgallon 60gr. S |  | 4530-22-125-1428 |  | 1 | 173.04 | 23.16 | 19.87 | 10 | 155.75 | 20.75 | 18.00 |  |  |  |  | 220 | 130 | 50 | 100 |  | 73229000
019484 | Handle, box |  |  |  | 1 | 455.00 | 61.00 | 52.25 | 10 | 409.50 | 55.00 | 47.00 |  |  |  |  | 0 | 0 | 0 | 3333 |  | 66039010
081632-1 | Supporting bracket, oil burner | 075980 | 4520-22-126-7337 |  | 1 | 569.75 | 76.25 | 65.50 | 10 | 512.75 | 68.75 | 59.00 |  |  |  |  | 220 | 130 | 50 | 500 | 081632-1 is color RAL 1001<BR> 081632-2 is color RAL 1016<BR> 081632-3 is color RAL 3000<BR> 081632-4 is color RAL 6014<BR> 081632-5 is color RAL 6031<BR> | 73229000
081286 | Terminal strip | 520960 | 4520-25-135-3736 |  | 1 | 420.75 | 56.25 | 48.25 | 10 | 378.75 | 50.75 | 43.50 |  |  |  |  | 110 | 90 | 60 | 3333 |  | 84159000
077910-4 | Holder, tool bag |  |  |  | 1 | 108.75 | 14.50 | 12.50 | 10 | 98.00 | 13.00 | 11.25 |  |  |  |  | 0 | 0 | 0 | 3333
098888-1 | Socket cpl. |  |  |  | MSRP price PCS: 1; MSRP price DKK: 5485.75; MSRP price EUR: 734.50; MSRP price GBP: 629.75 | 0 | 0 | 0 | 3333 |  | 84159000
063130-1 | Control box, complete (with wires) |  |  |  | 1 | 5682.75 | 760.75 | 652.50 | 10 | 5114.50 | 684.75 | 587.25 |  |  |  |  | 350 | 240 | 135 | 2100 |  | 84159000
081298-6 | Cover for evaporator, left | 043059 |  |  | 1 | 142.75 | 19.00 | 16.50 | 10 | 128.50 | 17.00 | 14.75 |  |  |  |  | 410 | 40 | 60 | 3333 |  | 84159000
059879-2 | Supporting leg | 069888 |  |  | 1 | 783.00 | 104.75 | 90.00 | 10 | 704.75 | 94.25 | 81.00 |  |  |  |  | 690 | 310 | 60 | 860 |  | 84159000
067076 | Mode selector | 892250,067270,515151 | 5930-22-126-7210 |  | 1 | 1113.25 | 149.00 | 127.75 | 10 | 1002.00 | 134.00 | 115.00 |  |  |  |  | 150 | 105 | 70 | 100 |  | 73229000
293777-5 | Inner screen, complete | 210300 |  |  | 1 | 1629.75 | 218.25 | 187.00 | 10 | 1466.75 | 196.50 | 168.25 |  |  |  |  | 920 | 500 | 50 | 4350 |  | 73229000 | DK
070904-5 | Control panel, complete | 028009 |  |  | 1 | 5930.75 | 794.00 | 681.00 | 10 | 5337.75 | 714.50 | 613.00 |  |  |  |  | 0 | 0 | 0 | 3333 |  | 84159000
028396-3 | Fan support |  |  |  | 1 | 625.00 | 83.75 | 71.75 | 10 | 562.50 | 75.25 | 64.50 |  |  |  |  | 230 | 150 | 100 | 100 |  | 84159000 | DK
091229-4 | Generator housing | 017852 |  |  | 1 | 747.50 | 100.00 | 85.75 | 10 | 672.75 | 90.00 | 77.25 |  |  |  |  | 630 | 500 | 80 | 2510 |  | 73229000
063138-3 | Control box, cover |  |  |  | 1 | 806.25 | 108.00 | 92.50 | 10 | 725.75 | 97.25 | 83.25 |  |  |  |  | 0 | 0 | 0 | 700 |  | 84159000
081387-1 | Cables for control box |  |  |  | 1 | 662.00 | 88.75 | 76.00 | 10 | 595.75 | 80.00 | 68.50 |  |  |  |  | 230 | 230 | 110 | 3333 |  | 84159000
040817 | Drive belt |  |  |  | MSRP price PCS: 1; MSRP price DKK: 518.50; MSRP price EUR: 69.50; MSRP price GBP: 59.50 | 200 | 200 | 50 | 100
066518-5 | Cover, burner | 078220 |  |  | 1 | 808.00 | 108.25 | 92.75 | 10 | 727.25 | 97.50 | 83.50 |  |  |  |  | 590 | 265 | 60 | 1170 |  | 84159000
075326 | Protection folie for door |  | 5340-22-624-3657 |  | MSRP price PCS: 1; MSRP price DKK: 291.50; MSRP price EUR: 39.00; MSRP price GBP: 33.50 | 0 | 0 | 0 | 300 |  | 84159000
063129-2 | Drier filter | 607230,011072 |  |  | MSRP price PCS: 1; MSRP price DKK: 282.50; MSRP price EUR: 37.75; MSRP price GBP: 32.50; Volume MSRP price PCS: 10; Volume MSRP price EUR: 34.00; Volume MSRP price GBP: 29.25 | 137 | 98 | 65 | 232 |  | 84159000
081283-2 | Cover Big | 043048 |  |  | 1 | 674.00 | 90.25 | 77.50 | 10 | 606.50 | 81.25 | 69.75 |  |  |  |  | 210 | 170 | 30 | 3333 |  | 84159000
296144 | Swutch kit for CO-Monitor (7P) |  | 5935-22-623-8385 |  | 1 | 546.00 | 73.00 | 62.75 | 10 | 491.50 | 65.75 | 56.50 |  |  |  |  | 100 | 100 | 70 | 750 |  | 73229000 | DK
560730 | Push button extension |  |  |  | MSRP price PCS: 1; MSRP price DKK: 1034.00; MSRP price EUR: 138.50; MSRP price GBP: 118.75 | 0 | 0 | 0 | 10 |  | 84159000
088731-2 | bottom | 210250 |  |  | 1 | 1763.25 | 236.00 | 202.50 | 10 | 1587.00 | 212.50 | 182.25 |  |  |  |  | 1280 | 560 | 280 | 900 |  | 84159000
064491 | Bulb | 513970 | 6240-25-135-3469 |  | 1 | 444.75 | 59.50 | 51.00 | 10 | 400.25 | 53.50 | 46.00 |  |  |  |  | 225 | 135 | 30 | 10 |  | 84159000
028396-4 | Fan support |  |  |  | 1 | 625.00 | 83.75 | 71.75 | 10 | 562.50 | 75.25 | 64.50 |  |  |  |  | 230 | 150 | 100 | 100 |  | 84159000 | DK
063112-2 | Fan |  | 4140-22-620-0250 |  | 1 | 2477.25 | 331.75 | 284.50 | 10 | 2229.50 | 298.50 | 256.00 |  |  |  |  | 320 | 320 | 150 | 3250 | 063112-1 fits to units starting with serial number 150410******6 063112-2 fits to units up to and including serial number 150410******5 | 84159000 | DK
059888 | Air deflector in rack | 209070 | 4520-22-611-1968 |  | 1 | 674.25 | 90.25 | 77.50 | 10 | 606.75 | 81.25 | 69.75 |  |  |  |  | 0 | 0 | 0 | 1320 |  | 84159000
081340-6 | Bar | 043058 |  |  | 1 | 145.50 | 19.50 | 16.75 | 10 | 131.00 | 17.50 | 15.00 |  |  |  |  | 410 | 70 | 40 | 3333 |  | 84159000
796029 | Solenoid valve |  | 4810-15-148-7106 |  | 1 | 618.50 | 82.75 | 71.00 | 10 | 556.75 | 74.50 | 64.00 |  |  |  |  | 0 | 0 | 0 | 100 |  | 90321020
068065 | Split w/ wire for trapdoor MKII |  | 5340-22-623-1212 |  | MSRP price PCS: 1; MSRP price DKK: 741.25; MSRP price EUR: 99.25; MSRP price GBP: 85.00 | 0 | 0 | 0 | 116 |  | 84159000 | DK
066751-6 | Filter support, evaporator |  |  |  | 1 | 942.50 | 126.25 | 108.25 | 10 | 848.25 | 113.75 | 97.50 |  |  |  |  | 780 | 535 | 30 | 550 | FS 33446 = 066751-1 <br>RAL 1001 = 066751-2 <br>RAL 1014 = 066751-3 <br>RAL 2000 = 066751-4 <br>RAL 6014 = 066751-5 <br>RAL 6031 = 066751-6 | 84159000
074699-2 | Gable cover plate for air inlet | 208320 |  |  | 1 | 1074.00 | 143.75 | 123.25 | 10 | 966.50 | 129.50 | 111.00 |  |  |  |  | 0 | 0 | 0 | 3333 |  | 73229000
071027 | Water heating coil, 3 RR, 400 x 565 x 65 |  |  |  | MSRP price PCS: 1; MSRP price DKK: 3224.50; MSRP price EUR: 432.00; MSRP price GBP: 370.20 | 770 | 470 | 170 | 4860 |  | 84195020
559700 | Insulation for inner screen, VA-M15 |  | 5640-22-126-7328 |  | 1 | 239.75 | 32.00 | 27.50 | 10 | 215.75 | 28.75 | 24.75 |  |  |  |  | 325 | 135 | 20 | 250 |  | 70199000 | DK
081408 | Bracket, top | 039294 | 5340-22-625-4170 |  | 1 | 544.75 | 73.00 | 62.50 | 10 | 490.25 | 65.75 | 56.25 |  |  |  |  | 190 | 100 | 70 | 3333 |  | 84159000
074589-2 | Filter grill, small AC-M5-MKI | 165301 |  |  | 1 | 858.00 | 114.75 | 98.50 | 10 | 772.25 | 103.25 | 88.75 |  |  |  |  | 400 | 380 | 50 | 920 |  | 84159000
068100 | Wheel, 2 pcs. | 540800,541290 | 2530-22-611-5497 |  | 1 | 992.50 | 132.75 | 114.00 | 10 | 893.25 | 119.50 | 102.50 |  |  |  |  | 325 | 320 | 320 | 1680 |  | 84159000
075336 | Power plug, 2 pos. |  |  |  | MSRP price PCS: 1; MSRP price DKK: 31.25; MSRP price EUR: 4.25; MSRP price GBP: 3.75 | 30 | 20 | 20 | 5 |  | 85369010 | DK
081661-2 | Grille for air inlet | 079220 | 5340-22-607-2660 |  | 1 | 585.50 | 78.50 | 67.25 | 10 | 527.00 | 70.75 | 60.50 |  |  |  |  | 560 | 300 | 20 | 300 |  | 73229000
088494-9 | Lock with handle, Trapdoor MKII, 2 pcs |  |  |  | 1 | 1035.25 | 138.50 | 118.75 | 10 | 931.75 | 124.75 | 107.00 |  |  |  |  | 0 | 0 | 0 | 3333 |  | 84159000
478050 | Blind rivet, D4.8 ø5.0, riveting capacity 5.00-9.00mm, alu |  |  |  | 1 | 5.00 | 0.75 | 0.50 | 10 | 4.50 | 0.75 | 0.50 |  |  |  |  | 1 | 1 | 1 | 10 |  | 76161000
209240 | Boiler, VA-M15 |  | 4520-22-126-7369 |  | 1 | 3281.00 | 439.25 | 376.75 | 10 | 2953.00 | 395.25 | 339.00 |  |  |  |  | 500 | 420 | 500 | 16000 |  | 84159000
081337-4 | Cover for evaporator, right | 043057 | 5340-22-611-1761 |  | 1 | 122.50 | 16.50 | 14.00 | 10 | 110.25 | 14.75 | 12.50 |  |  |  |  | 410 | 50 | 30 | 3333 |  | 84159000
081337-1 | Cover for evaporator, right | 043057 | 5340-22-611-1761 |  | 1 | 122.50 | 16.50 | 14.00 | 10 | 110.25 | 14.75 | 12.50 |  |  |  |  | 410 | 50 | 30 | 3333 |  | 84159000
081291-1 | Cover, Small | 043049 |  |  | 1 | 135.75 | 18.25 | 15.50 | 10 | 122.25 | 16.50 | 14.00 |  |  |  |  | 210 | 100 | 40 | 3333 |  | 84159000
081407 | Heating element 2000W | 064810 | 4520-22-625-4168 |  | MSRP price PCS: 1; MSRP price DKK: 631.00; MSRP price EUR: 84.50; MSRP price GBP: 72.50 | 465 | 270 | 85 | 360 | We recommend replacing all heaters at the same time | 84159000
890011-2 | Cover, air outlet | 208830 |  |  | 1 | 488.25 | 65.25 | 56.00 | 10 | 439.50 | 58.75 | 50.50 |  |  |  |  | 280 | 270 | 55 | 550
293750-6 | Cover for flue outlet, complete | 209430,060258 |  |  | 1 | 825.00 | 110.50 | 94.75 | 10 | 742.50 | 99.50 | 85.25 |  |  |  |  | 0 | 0 | 0 | 178 | 293750-1 is color RAL 6014 <BR> 293750-2 is color RAL 6031 <BR> 293750-3 is color RAL 3000 <BR> 293750-4 is color RAL 2000 <BR> 293750-5 is color RAL 1021 <BR> 293750-6 is color RAL 1016 <BR> | 73229000 | DK
062839 | Sealants for smoke outlet | 796067 | 5330-22-125-7927 |  | 1 | 104.75 | 14.00 | 12.00 | 10 | 94.25 | 12.50 | 10.75 |  |  |  |  | 150 | 105 | 70 | 20 |  | 73229000
069883-6 | Assembly for Powder coating, Pipe for handle, VA-M15 |  |  |  | 1 | 174.75 | 23.50 | 20.00 | 10 | 157.25 | 21.25 | 18.00 |  |  |  |  | 0 | 0 | 0 | 3333 |  | 84159000
066751-4 | Filter support, evaporator |  |  |  | 1 | 942.50 | 126.25 | 108.25 | 10 | 848.25 | 113.75 | 97.50 |  |  |  |  | 780 | 535 | 30 | 550 | FS 33446 = 066751-1 <br>RAL 1001 = 066751-2 <br>RAL 1014 = 066751-3 <br>RAL 2000 = 066751-4 <br>RAL 6014 = 066751-5 <br>RAL 6031 = 066751-6 | 84159000
068591-5 | Tubular handle right, VA-M15 | 210260 |  |  | 1 | 1399.75 | 187.50 | 160.75 | 10 | 1259.75 | 168.75 | 144.75 |  |  |  |  | 1430 | 500 | 150 | 2300 |  | 84159000
061613 | Insulation for divider | 076880 | 5640-22-126-7339 |  | 1 | 539.00 | 72.25 | 62.00 | 10 | 485.00 | 65.00 | 55.75 |  |  |  |  | 415 | 330 | 30 | 150 |  | 73229000
040798 | Heater Element, PTC, 15/18 IS |  |  |  | MSRP price PCS: 1; MSRP price DKK: 2155.50; MSRP price EUR: 288.50; MSRP price GBP: 247.50 | 200 | 200 | 100 | 500
502130 | Electrode unit, Dtr 7571 |  | 4520-22-621-3530 |  | 1 | 658.75 | 88.25 | 75.75 | 10 | 593.00 | 79.50 | 68.25 |  |  |  |  | 0 | 0 | 0 | 100 |  | 73229000
063525-4 | Bracket for Clip | 078100 |  |  | 1 | 325.25 | 43.50 | 37.25 | 10 | 292.75 | 39.25 | 33.50 |  |  |  |  | 195 | 110 | 95 | 120 |  | 73229000
081365 | Panel stop 5 pcs. | 520970 | 5940-22-625-4219 |  | 1 | 535.00 | 71.75 | 61.50 | 10 | 481.50 | 64.50 | 55.25 |  |  |  |  | 135 | 220 | 30 | 3333 |  | 84159000
088494-7 | Lock with handle, Trapdoor MKII, 2 pcs |  |  |  | 1 | 1035.25 | 138.50 | 118.75 | 10 | 931.75 | 124.75 | 107.00 |  |  |  |  | 0 | 0 | 0 | 3333 |  | 84159000
065224-6 | C-profile, outer | 043054 |  |  | 1 | 867.25 | 116.00 | 99.50 | 10 | 780.50 | 104.50 | 89.50 |  |  |  |  | 700 | 50 | 60 | 60 |  | 84159000
060923 | Cable set, temperature sensor | 062047 |  |  | MSRP price PCS: 1; MSRP price DKK: 266.25; MSRP price EUR: 36.70; MSRP price GBP: 30.60 | 150 | 150 | 20 | 54 |  | 85444290 | CN
560140 | Thermal gasket, boiler mounting |  | 5330-22-126-7370 |  | 1 | 117.25 | 15.75 | 13.50 | 10 | 105.50 | 14.25 | 12.25 |  |  |  |  | 0 | 0 | 0 | 20 |  | 70199000
076531-5 | Fitting, carrying handle |  |  |  | 1 | 98.75 | 13.25 | 11.25 | 10 | 89.00 | 12.00 | 10.25 |  |  |  |  | 0 | 0 | 0 | 1664 |  | 84159000
068061-2 | 1 set Horn for Trapdoor MKII |  |  |  | MSRP price PCS: 1; MSRP price DKK: 1261.75; MSRP price EUR: 169.00; MSRP price GBP: 144.75 | 730 | 150 | 100 | 4080 |  | 84159000 | DK
063132 | Capacitor, 40µF |  | 5910-22-620-0276 |  | 1 | 396.75 | 53.00 | 45.50 | 10 | 357.00 | 47.75 | 41.00 |  |  |  |  | 195 | 110 | 95 | 170 |  | 84159000
074723-6 | Filter frame, evaporator AC-M5-MKI | 043071 | 5340-22-611-1807 |  | 1 | 492.00 | 66.00 | 56.50 | 10 | 442.75 | 59.50 | 50.75 |  |  |  |  | 370 | 390 | 30 | 590 |  | 84159000
065517-5 | Plate, hose connection, ø315 mm | 044070 |  |  | 1 | 652.25 | 87.25 | 75.00 | 10 | 587.00 | 78.50 | 67.50 |  |  |  |  | 650 | 385 | 35 | 3333 | RAL 1001 = 065517-1 <br> RAL 1014 = 065517-2 <br>RAL 2000 = 065517-3 <br>RAL 6014 = 065517-4 <br>RAL 6031 = 065517-5 | 84159000
063116-6 | Frontgable, complete |  |  |  | 1 | 3618.50 | 484.50 | 415.50 | 10 | 3256.75 | 436.00 | 374.00 |  |  |  |  | 730 | 620 | 165 | 3840 |  | 84159000
063116-1 | Frontgable, complete |  |  |  | 1 | 3618.50 | 484.50 | 415.50 | 10 | 3256.75 | 436.00 | 374.00 |  |  |  |  | 730 | 620 | 165 | 3840 |  | 84159000
074723-1 | Filter frame, evaporator AC-M5-MKI | 043071 | 5340-22-611-1807 |  | 1 | 492.00 | 66.00 | 56.50 | 10 | 442.75 | 59.50 | 50.75 |  |  |  |  | 370 | 390 | 30 | 590 |  | 84159000
522973 | Bag filter, F7 - DTX 4000 |  |  |  | MSRP price PCS: 1; MSRP price DKK: 828.75; MSRP price EUR: 110.94; MSRP price GBP: 95.15 | 0 | 0 | 0 | 2000 |  | 84213925
095386 | Hexagon key - 5 mm | 540010 | 5120-22-221-5832 |  | 1 | 271.25 | 36.25 | 31.25 | 10 | 244.25 | 32.75 | 28.25 |  |  |  |  | 0 | 0 | 0 | 3333 |  | 73229000
191381-10 | Filter rail AC-M5 |  |  |  | 1 | 210.25 | 28.25 | 24.25 | 10 | 189.25 | 25.50 | 21.75 |  |  |  |  | 900 | 100 | 100 | 1500
063680-1 | Mounting bracket |  |  |  | MSRP price PCS: 1; MSRP price DKK: 658.00; MSRP price EUR: 88.00; MSRP price GBP: 75.50 | 0 | 0 | 0 | 1000 |  | 84159000
796398-2 | Front gable, insulated |  | 4120-22-611-2225 |  | 1 | 1078.75 | 144.50 | 123.75 | 10 | 971.00 | 130.00 | 111.50 |  |  |  |  | 500 | 500 | 500 | 2500 | RAL1014 - 796398-1 RAL 6014 - 796398-2 | 84159000 | DK
293777-2 | Inner screen, complete | 210300 |  |  | 1 | 1629.75 | 218.25 | 187.00 | 10 | 1466.75 | 196.50 | 168.25 |  |  |  |  | 920 | 500 | 50 | 4350 |  | 73229000 | DK
081632-2 | Supporting bracket, oil burner | 075980 | 4520-22-126-7337 |  | 1 | 569.75 | 76.25 | 65.50 | 10 | 512.75 | 68.75 | 59.00 |  |  |  |  | 220 | 130 | 50 | 500 | 081632-1 is color RAL 1001<BR> 081632-2 is color RAL 1016<BR> 081632-3 is color RAL 3000<BR> 081632-4 is color RAL 6014<BR> 081632-5 is color RAL 6031<BR> | 73229000
039387-4 | Elkasse AC-M5W (Heatversion) |  |  |  | 1 | 385.00 | 51.50 | 44.25 | 10 | 346.50 | 46.25 | 39.75 |  |  |  |  | 250 | 190 | 140 | 500 |  | 84159000 | DK
560450 | Gasket for OT thermostat |  | 5330-22-608-9964 |  | 1 | 49.00 | 6.50 | 5.75 | 10 | 44.00 | 5.75 | 5.25 |  |  |  |  | 0 | 0 | 0 | 10 |  | 70199000
540000 | Handle, beechwood |  | 5340-22-611-9858 |  | 1 | 125.75 | 16.75 | 14.50 | 10 | 113.25 | 15.00 | 13.00 |  |  |  |  | 140 | 60 | 40 | 100 |  | 66039010
209990 | Boiler, VA-M40 |  | 4520-22-121-1841 |  | 1 | 4452.75 | 596.00 | 511.25 | 10 | 4007.50 | 536.50 | 460.25 |  |  |  |  | 600 | 600 | 520 | 27000 |  | 84159000
095398 | Oil nozzle 0,85 |  | 4530-22-125-1426 |  | 1 | 152.50 | 20.50 | 17.50 | 10 | 137.25 | 18.50 | 15.75 |  |  |  |  | 225 | 135 | 30 | 30 |  | 73229000
081343-6 | Base plate | 043076 | 4120-22-611-1810 |  | 1 | 1010.75 | 135.25 | 116.00 | 10 | 909.75 | 121.75 | 104.50 |  |  |  |  | 750 | 630 | 600 | 3333 |  | 84159000
796389-4 | Top cover plate, complete |  | 4120-22-611-2211 |  | 1 | 2539.75 | 340.00 | 291.50 | 10 | 2285.75 | 306.00 | 262.25 |  |  |  |  | 1000 | 500 | 500 | 6500 | FS 33446 - 796389-1 <br>RAL 1001 - 796389-2 <br>RAL 1014 - 796389-3 <br>RAL 2000 - 796389-4 <br>RAL 6014 - 796389-5 <br>RAL 6031 - 796389-6 | 84159000
061791 | Clip for heater | 079390 | 5340-22-620-5197 |  | 1 | 296.25 | 39.75 | 34.00 | 10 | 266.75 | 35.75 | 30.50 |  |  |  |  | 0 | 0 | 0 | 3333 |  | 73229000
095411 | Oil nozzle 0.75 | 8075602 | 4530-22-630-2608 |  | 1 | 464.00 | 62.00 | 53.25 | 10 | 417.50 | 55.75 | 48.00 |  |  |  |  | 0 | 0 | 0 | 3333 |  | 73229000
081343-4 | Base plate | 043076 | 4120-22-611-1810 |  | 1 | 1010.75 | 135.25 | 116.00 | 10 | 909.75 | 121.75 | 104.50 |  |  |  |  | 750 | 630 | 600 | 3333 |  | 84159000
066591-5 | Filter frame | 043068 |  |  | 1 | 835.50 | 111.75 | 96.00 | 10 | 752.00 | 100.50 | 86.50 |  |  |  |  | 380 | 600 | 40 | 780 | 066591-1 is color BS381C298 - Olive Drap <BR> 066591-2 is color RAL 6014<BR> 066591-3 is color RAL 6031<BR> 066591-4 is color RAL 9003<BR> 066591-5 is color RAL 1019<BR> 066591-6 is color RAL 9010<BR> | 73229000
040814 | Heater Element, HRKK 20/22 |  |  |  | MSRP price PCS: 1; MSRP price DKK: 2652.00; MSRP price EUR: 355.00; MSRP price GBP: 304.50 | 200 | 200 | 100 | 300
094697-1 | Insulation for compressor CDP/CDP-T 40-50-70 |  |  |  | MSRP price PCS: 1; MSRP price DKK: 457.00; MSRP price EUR: 61.20; MSRP price GBP: 52.50 | 0 | 0 | 0 | 3333 |  | 84159000
890011-5 | Cover, air outlet | 208830 |  |  | 1 | 488.25 | 65.25 | 56.00 | 10 | 439.50 | 58.75 | 50.50 |  |  |  |  | 280 | 270 | 55 | 550
796006 | Block, Dtr 7550 |  | 4520-15-163-0569 |  | 1 | 423.50 | 56.75 | 48.50 | 10 | 381.25 | 51.00 | 43.75 |  |  |  |  | 0 | 0 | 0 | 5 |  | 73229000
513390 | Thermostat, RT4, 017-503666, without heat |  | 5930-22-256-2030 |  | 1 | 1744.25 | 233.50 | 200.25 | 10 | 1569.75 | 210.25 | 180.25 |  |  |  |  | 250 | 255 | 150 | 3000 |  | 90321080
060252 | Fan suspension | 043062 | 5340-22-611-1772 |  | 1 | 636.00 | 85.25 | 73.00 | 10 | 572.50 | 76.75 | 65.75 |  |  |  |  | 400 | 170 | 110 | 3333 |  | 84159000
098476 | Remote complate with cable |  | 1670-22-631-9550 |  | 1 | 4623.75 | 619.00 | 530.75 | 10 | 4161.50 | 557.00 | 477.75 |  |  |  |  | 0 | 0 | 0 | 3333 |  | 84159000
565490 | Handle, bracket |  | 5340-22-125-7858 |  | 1 | 96.50 | 13.00 | 11.00 | 10 | 86.75 | 11.75 | 10.00 |  |  |  |  | 258 | 150 | 15 | 1200 |  | 84159000
079190 | Insulating material |  | 5340-22-607-2585 |  | 1 | 20.25 | 2.75 | 2.50 | 10 | 18.25 | 2.50 | 2.25 |  |  |  |  | 0 | 0 | 0 | 6 |  | 70199000 | DK
062987-7 | Flashing, flue gas outlet | 078310 |  |  | 1 | 272.00 | 36.50 | 31.25 | 10 | 244.75 | 32.75 | 28.25 |  |  |  |  | 0 | 0 | 0 | 3333 |  | 73229000
209260-6 | Inner screen, VA-M15 |  |  |  | 1 | 627.50 | 84.00 | 72.00 | 10 | 564.75 | 75.50 | 64.75 |  |  |  |  | 250 | 250 | 110 | 5000 |  | 84159000
209260-3 | Inner screen, VA-M15 |  |  |  | 1 | 627.50 | 84.00 | 72.00 | 10 | 564.75 | 75.50 | 64.75 |  |  |  |  | 250 | 250 | 110 | 5000 |  | 84159000
070904-3 | Control panel, complete | 028009 |  |  | 1 | 5930.75 | 794.00 | 681.00 | 10 | 5337.75 | 714.50 | 613.00 |  |  |  |  | 0 | 0 | 0 | 3333 |  | 84159000
040214-1 | Inspection cover | 210340 |  |  | 1 | 1763.50 | 236.00 | 202.50 | 10 | 1587.25 | 212.50 | 182.25 |  |  |  |  | 0 | 0 | 0 | 3333 |  | 73229000 | DK
064727-1 | Handle 2 pc. | 043015 |  |  | 1 | 521.00 | 69.75 | 59.75 | 10 | 469.00 | 62.75 | 53.75 |  |  |  |  | 195 | 110 | 95 | 260 |  | 84159000
572913 | Bag filter, F7 - 287 x 892 x 640-06-25 - steel frame - glass fiber |  |  |  | MSRP price PCS: 1; MSRP price DKK: 132.75; MSRP price EUR: 154.75; MSRP price GBP: 132.75 | 287 | 892 | 640 | 2000 | All DanX units are bespoke. To ensure 100% compatibility, please send unit serial or project number from type label to danx@dantherm.com with your compatabillity request. | 84213925
075314-2 | Cover complete with insulation |  |  |  | 1 | 3726.25 | 498.75 | 427.75 | 10 | 3353.75 | 449.00 | 385.00 |  |  |  |  | 0 | 0 | 0 | 3333 |  | 84159000
039387-8 | Elkasse AC-M5W (Heatversion) |  |  |  | 1 | 385.00 | 51.50 | 44.25 | 10 | 346.50 | 46.25 | 39.75 |  |  |  |  | 250 | 190 | 140 | 500 |  | 84159000 | DK
066261 | Cross flow heat-exhanger, Heatex H2E0850/5.0/Epoxy 850x850x1470 |  |  |  | MSRP price PCS: 1; MSRP price DKK: 23430.50; MSRP price EUR: 3136.75; MSRP price GBP: 2690.25 | 0 | 0 | 0 | 117000 | All DanX units are bespoke. To ensure 100% compatibility, please send unit serial or project number from type label to danx@dantherm.com with your compatabillity request. | 84195020 | DK
066518-1 | Cover, burner | 078220 |  |  | 1 | 808.00 | 108.25 | 92.75 | 10 | 727.25 | 97.50 | 83.50 |  |  |  |  | 590 | 265 | 60 | 1170 |  | 84159000
796390-5 | Centre plate, complete |  | 4120-22-611-2214 |  | 1 | 990.75 | 132.75 | 113.75 | 10 | 891.75 | 119.50 | 102.50 |  |  |  |  | 800 | 840 | 100 | 2500 | FS 33446 - 796390-1 <br>RAL 1001 - 796390-2 <br>RAL 1014 - 796390-3 <br>RAL 2000 - 796390-4 <br>RAL 6014 - 796390-5 <br>RAL 6031 - 796390-6 | 84159000
796045 | O-ring, Dtr 7169 |  | 5331-22-126-7546 |  | 1 | 13.00 | 1.75 | 1.50 | 10 | 11.75 | 1.50 | 1.25 |  |  |  |  | 0 | 0 | 0 | 130 |  | 73229000
296139 | Filter for burner including O ring |  | 2940-22-619-5432 |  | 1 | 526.00 | 70.50 | 60.50 | 10 | 473.50 | 63.50 | 54.50 |  |  |  |  | 225 | 135 | 30 | 20 |  | 73229000 | DK
075314-6 | Cover complete with insulation |  |  |  | 1 | 3726.25 | 498.75 | 427.75 | 10 | 3353.75 | 449.00 | 385.00 |  |  |  |  | 0 | 0 | 0 | 3333 |  | 84159000
063121-1 | Condenser coil |  |  |  | 1 | 3899.75 | 522.00 | 447.75 | 10 | 3509.75 | 469.75 | 403.00 |  |  |  |  | 740 | 620 | 165 | 4900 |  | 84159000
063116-7 | Frontgable, complete |  |  |  | 1 | 3618.50 | 484.50 | 415.50 | 10 | 3256.75 | 436.00 | 374.00 |  |  |  |  | 730 | 620 | 165 | 3840 |  | 84159000
088731-4 | bottom | 210250 |  |  | 1 | 1763.25 | 236.00 | 202.50 | 10 | 1587.00 | 212.50 | 182.25 |  |  |  |  | 1280 | 560 | 280 | 900 |  | 84159000
075314-10 | Cover complete with insulation |  |  |  | 1 | 3726.25 | 498.75 | 427.75 | 10 | 3353.75 | 449.00 | 385.00 |  |  |  |  | 0 | 0 | 0 | 3333 |  | 84159000
088494-6 | Lock with handle, Trapdoor MKII, 2 pcs |  |  |  | 1 | 1035.25 | 138.50 | 118.75 | 10 | 931.75 | 124.75 | 107.00 |  |  |  |  | 0 | 0 | 0 | 3333 |  | 84159000
075200 | Overlayer for switch | 039627 | 7690-22-625-4128 |  | 1 | 543.25 | 72.75 | 62.25 | 10 | 489.00 | 65.50 | 56.00 |  |  |  |  | 130 | 220 | 20 | 3333 |  | 84159000
081298-3 | Cover for evaporator, left | 043059 |  |  | 1 | 142.75 | 19.00 | 16.50 | 10 | 128.50 | 17.00 | 14.75 |  |  |  |  | 410 | 40 | 60 | 3333 |  | 84159000
069346 | End plate, |  |  |  | MSRP price PCS: 1; MSRP price DKK: 450.00; MSRP price EUR: 60.25; MSRP price GBP: 51.75 | 0 | 0 | 0 | 3333
046677-5 | Side cover condenser |  |  |  | 1 | 580.50 | 77.70 | 66.70 | 10 | 522.50 | 70.00 | 60.00 |  |  |  |  | 430 | 60 | 15 | 3333 | FS 33446 - 046677-1 <br>RAL 1001 - 046677-2 <br>RAL 1014 - 046677-3 <br>RAL 2000 - 046677-4 <br>RAL 6014 - 046677-5 <br>RAL 6031 - 046677-6 | 84159000
063525-2 | Bracket for Clip | 078100 |  |  | 1 | 325.25 | 43.50 | 37.25 | 10 | 292.75 | 39.25 | 33.50 |  |  |  |  | 195 | 110 | 95 | 120 |  | 73229000
796056 | Fuel hose, flow/preheater |  | 4720-22-600-8883 |  | 1 | 417.75 | 56.00 | 48.00 | 10 | 376.00 | 50.50 | 43.25 |  |  |  |  | 100 | 100 | 70 | 250 |  | 73229000
076270-5 | Fitting, supporting bracket for boiler, deck |  | 4520-22-126-7350 |  | 1 | 161.00 | 21.50 | 18.50 | 10 | 145.00 | 19.25 | 16.75 |  |  |  |  | 0 | 0 | 0 | 200
088731-3 | bottom | 210250 |  |  | 1 | 1763.25 | 236.00 | 202.50 | 10 | 1587.00 | 212.50 | 182.25 |  |  |  |  | 1280 | 560 | 280 | 900 |  | 84159000
066668 | Heating 2kW Complete |  | 4520-22-625-5478 |  | 1 | 711.00 | 95.25 | 81.75 | 10 | 640.00 | 85.75 | 73.50 |  |  |  |  | 465 | 270 | 85 | 350 |  | 84159000
527032 | Cable entry, PG11, black |  | 5975-22-611-9802 |  | 1 | 7.25 | 1.00 | 0.75 | 10 | 6.50 | 1.00 | 0.75 |  |  |  |  | 50 | 50 | 50 | 50 |  | 84159000
081371 | DIN rail (Heat version) | 039939 | 5975-22-625-4133 |  | 1 | 49.50 | 6.50 | 5.75 | 10 | 44.50 | 5.75 | 5.25 |  |  |  |  | 130 | 220 | 30 | 3333 |  | 84159000
796020 | Pump, 3020475 |  | 2910-15-148-7104 |  | 1 | 2926.25 | 391.75 | 336.00 | 10 | 2633.75 | 352.50 | 302.50 |  |  |  |  | 135 | 120 | 200 | 1110 |  | 73229000
208300 | Partition wall |  |  |  | 1 | 629.25 | 84.25 | 72.25 | 10 | 566.25 | 75.75 | 65.00 |  |  |  |  | 665 | 446 | 100 | 3200 |  | 84159000
061937 | Mounting plate oil supply unit | 078130 | 5340-22-611-9832 |  | 1 | 569.75 | 76.25 | 65.50 | 10 | 512.75 | 68.75 | 59.00 |  |  |  |  | 0 | 0 | 0 | 3333 |  | 73229000
063116-8 | Frontgable, complete |  |  |  | 1 | 3618.50 | 484.50 | 415.50 | 10 | 3256.75 | 436.00 | 374.00 |  |  |  |  | 730 | 620 | 165 | 3840 |  | 84159000
081375-2 | Control panel plate (Heat version) | 039405 |  |  | 1 | 481.25 | 64.50 | 55.25 | 10 | 433.25 | 58.00 | 49.75 |  |  |  |  | 225 | 135 | 30 | 120 |  | 84159000
074589-1 | Filter grill, small AC-M5-MKI | 165301 |  |  | 1 | 858.00 | 114.75 | 98.50 | 10 | 772.25 | 103.25 | 88.75 |  |  |  |  | 400 | 380 | 50 | 920 |  | 84159000
293602 | Gable, left |  |  |  | MSRP price PCS: 1; MSRP price DKK: 1881.25; MSRP price EUR: 252.00; MSRP price GBP: 216.00 | 0 | 0 | 0 | 8000 |  | 84158300 | DK
524050 | Grommet, rubber grommet 18 x 22 x 27 x 1.5 mm, 136-7382 |  | 5325-22-611-4944 |  | 1 | 14.00 | 1.75 | 1.50 | 10 | 12.50 | 1.50 | 1.25 |  |  |  |  | 20 | 20 | 20 | 5 |  | 85369010
209260-1 | Inner screen, VA-M15 |  |  |  | 1 | 627.50 | 84.00 | 72.00 | 10 | 564.75 | 75.50 | 64.75 |  |  |  |  | 250 | 250 | 110 | 5000 |  | 84159000
086302-2 | Tubular handle left, VA-M15 | 210270 |  |  | 1 | 1187.25 | 159.00 | 136.25 | 10 | 1068.50 | 143.00 | 122.75 |  |  |  |  | 0 | 0 | 0 | 3333 |  | 73229000
065224-2 | C-profile, outer | 043054 |  |  | 1 | 867.25 | 116.00 | 99.50 | 10 | 780.50 | 104.50 | 89.50 |  |  |  |  | 700 | 50 | 60 | 60 |  | 84159000
060083 | Insulation for cover, right side | 079040 | 5640-22-607-2664 |  | 1 | 484.00 | 65.00 | 55.50 | 10 | 435.50 | 58.50 | 50.00 |  |  |  |  | 830 | 290 | 30 | 220 |  | 73229000
890011-6 | Cover, air outlet | 208830 |  |  | 1 | 488.25 | 65.25 | 56.00 | 10 | 439.50 | 58.75 | 50.50 |  |  |  |  | 280 | 270 | 55 | 550
796032 | Hose connection, Dtr 7889 |  | 4730-22-126-7550 |  | 1 | 281.50 | 37.75 | 32.25 | 10 | 253.25 | 34.00 | 29.00 |  |  |  |  | 0 | 0 | 0 | 20 |  | 73229000
519330 | Hour meter, Taxxo 112 |  |  | OBSOLETE | MSRP price PCS: 1; MSRP price DKK: 0.00; MSRP price EUR: 0.00; MSRP price GBP: 0.00 | 0 | 0 | 0 | 70 |  | 73229000
081281-9 | Plate for control panel | 043047 |  |  | 1 | 852.50 | 114.00 | 97.75 | 10 | 767.25 | 102.50 | 88.00 |  |  |  |  | 210 | 110 | 170 | 3333 |  | 84159000
060628-6 | Cabinet fitting, chimney 4 pcs | 078020 |  |  | 1 | 320.25 | 42.75 | 36.75 | 10 | 288.25 | 38.50 | 33.00 |  |  |  |  | 225 | 135 | 30 | 30 | 060628-1 is color RAL 1001 <br> 060628-2 is color RAL 1016 <br> 060628-3 is color RAL 1021 <br> 060628-4 is color RAL 2000 <br> 060628-5 is color RAL 3000 <br> 060628-6 is color RAL 6014 <br> 060628-7 is color RAL 6031 <br> | 73229000
076532-2 | Rear cover plate, for handle |  |  |  | 1 | 71.75 | 9.50 | 8.25 | 10 | 64.50 | 8.50 | 7.50 |  |  |  |  | 0 | 0 | 0 | 105 |  | 73269098
191381-4 | Filter rail AC-M5 |  |  |  | 1 | 210.25 | 28.25 | 24.25 | 10 | 189.25 | 25.50 | 21.75 |  |  |  |  | 900 | 100 | 100 | 1500
081369 | DIN rail | 0154270 | 5975-22-625-4130 |  | 1 | 478.25 | 64.00 | 55.00 | 10 | 430.50 | 57.50 | 49.50 |  |  |  |  | 130 | 220 | 30 | 3333 |  | 84159000
040815 | Axial fan |  |  |  | MSRP price PCS: 1; MSRP price DKK: 3676.25; MSRP price EUR: 492.25; MSRP price GBP: 422.00 | 200 | 200 | 100 | 2000 |  | 84145925
099038 | Print 220V, 50Hz | 517501 |  |  | 1 | 3606.50 | 482.75 | 414.00 | 10 | 3245.75 | 434.50 | 372.50 |  |  |  |  | 20 | 10 | 2 | 160 |  | 84159000
191381-8 | Filter rail AC-M5 |  |  |  | 1 | 210.25 | 28.25 | 24.25 | 10 | 189.25 | 25.50 | 21.75 |  |  |  |  | 900 | 100 | 100 | 1500
035114 | Fan THLZ 400 |  |  |  | MSRP price PCS: 1; MSRP price DKK: 8362.75; MSRP price EUR: 1119.50; MSRP price GBP: 960.25 | 0 | 0 | 0 | 3333 |  | 84145935 | IT
796033 | Gland box, Dtr 0439 |  | 5980-15-149-8767 |  | 1 | 1071.00 | 143.25 | 123.00 | 10 | 964.00 | 129.00 | 110.75 |  |  |  |  | 0 | 0 | 0 | 43 |  | 73229000
070800-4 | Fuel lance snap coupling with tube connection | 612900 |  |  | MSRP price PCS: 1; MSRP price DKK: 3133.25; MSRP price EUR: 419.50; MSRP price GBP: 359.75 | 225 | 140 | 25 | 110 | 070800-3 is 1 pcs. in 1 box. <br> 070800-4 is 10 pcs. in 1 box | 73229000
095412 | Oil nozzle 1.0 Usg 60gr. S | 8100602 | 4530-22-630-2610 |  | 1 | 464.00 | 62.00 | 53.25 | 10 | 417.50 | 55.75 | 48.00 |  |  |  |  | 0 | 0 | 0 | 3333 |  | 73229000
077340-5 | Base plate, for fork lift truck runners |  |  |  | 1 | 636.75 | 85.25 | 73.00 | 10 | 573.00 | 76.75 | 65.75 |  |  |  |  | 0 | 0 | 0 | 3333
081632-4 | Supporting bracket, oil burner | 075980 | 4520-22-126-7337 |  | 1 | 569.75 | 76.25 | 65.50 | 10 | 512.75 | 68.75 | 59.00 |  |  |  |  | 220 | 130 | 50 | 500 | 081632-1 is color RAL 1001<BR> 081632-2 is color RAL 1016<BR> 081632-3 is color RAL 3000<BR> 081632-4 is color RAL 6014<BR> 081632-5 is color RAL 6031<BR> | 73229000
063139-2 | Copper tube set |  |  |  | 1 | 956.50 | 128.00 | 109.75 | 10 | 860.75 | 115.25 | 98.75 |  |  |  |  | 0 | 0 | 0 | 3100 |  | 84159000
059924-1 | Frontdoor, complete | 213060 |  |  | 1 | 920.00 | 123.25 | 105.50 | 10 | 828.00 | 111.00 | 95.00 |  |  |  |  | 480 | 390 | 60 | 1510 |  | 84159000
293750-2 | Cover for flue outlet, complete | 209430,060258 |  |  | 1 | 825.00 | 110.50 | 94.75 | 10 | 742.50 | 99.50 | 85.25 |  |  |  |  | 0 | 0 | 0 | 178 | 293750-1 is color RAL 6014 <BR> 293750-2 is color RAL 6031 <BR> 293750-3 is color RAL 3000 <BR> 293750-4 is color RAL 2000 <BR> 293750-5 is color RAL 1021 <BR> 293750-6 is color RAL 1016 <BR> | 73229000 | DK
077340-3 | Base plate, for fork lift truck runners |  |  |  | 1 | 636.75 | 85.25 | 73.00 | 10 | 573.00 | 76.75 | 65.75 |  |  |  |  | 0 | 0 | 0 | 3333
066590-1 | Bottom cpl. | 028015 |  |  | 1 | 1929.25 | 258.25 | 221.50 | 10 | 1736.25 | 232.50 | 199.25 |  |  |  |  | 0 | 0 | 0 | 3333 |  | 73229000
064727-6 | Handle 2 pc. | 043015 |  |  | 1 | 521.00 | 69.75 | 59.75 | 10 | 469.00 | 62.75 | 53.75 |  |  |  |  | 195 | 110 | 95 | 260 |  | 84159000
059875 | Insulation top plate | 079090 | 5640-22-611-1581 |  | 1 | 522.75 | 70.00 | 60.00 | 10 | 470.50 | 63.00 | 54.00 |  |  |  |  | 615 | 260 | 30 | 130 |  | 73229000
062989-2 | Foot board Ral 6014 |  |  |  | 1 | 348.50 | 46.75 | 40.00 | 10 | 313.75 | 42.00 | 36.00 |  |  |  |  | 280 | 275 | 155 | 480 | RAL FS 33446 = 062989-1 <br>RAL 1001 = 062989-2 <br>RAL 1014 = 062989-3 <br>RAL 2000 = 062989-4 <br>RAL 6014 = 062989-5 <br>RAL 6031 = 062989-6 | 84159000
561204 | Tube, oil lance, ø22 x 1.0, l = 995mm |  | 4710-22-609-6235 |  | 1 | 229.50 | 30.75 | 26.25 | 10 | 206.50 | 27.75 | 23.75 |  |  |  |  | 995 | 22 | 20 | 500 |  | 84159000
067202 | Oilheater cpl. type 300w, 220v, 50 Hz | 502400 | 4530-22-125-7312 |  | 1 | 4322.00 | 578.50 | 496.25 | 10 | 3889.75 | 520.75 | 446.75 |  |  |  |  | 280 | 280 | 195 | 1360 |  | 84159000
081291-6 | Cover, Small | 043049 |  |  | 1 | 135.75 | 18.25 | 15.50 | 10 | 122.25 | 16.50 | 14.00 |  |  |  |  | 210 | 100 | 40 | 3333 |  | 84159000
796059 | Fuel hose, lance/filter |  | 4720-22-600-8927 |  | 1 | 337.50 | 45.25 | 38.75 | 10 | 303.75 | 40.75 | 35.00 |  |  |  |  | 350 | 245 | 35 | 180 |  | 73229000
207761-3 | Mounting kit, flue duct securing straps, VAM 40 |  |  |  | 1 | 478.50 | 64.00 | 55.00 | 10 | 430.75 | 57.50 | 49.50 |  |  |  |  | 550 | 350 | 200 | 12000 |  | 84158200
076532-6 | Rear cover plate, for handle |  |  |  | 1 | 71.75 | 9.50 | 8.25 | 10 | 64.50 | 8.50 | 7.50 |  |  |  |  | 0 | 0 | 0 | 105 |  | 73269098
060409-1 | Fan housing, evaporator | 043078 | 4140-22-611-1825 |  | 1 | 772.75 | 103.50 | 88.75 | 10 | 695.50 | 93.25 | 80.00 |  |  |  |  | 410 | 490 | 150 | 30 |  | 84159000
796391-2 | Handle, complete |  |  |  | 1 | 489.00 | 65.50 | 56.25 | 10 | 440.00 | 59.00 | 50.75 |  |  |  |  | 720 | 230 | 200 | 1150 | FS 33446 - 796391-1 <br>RAL 1001 - 796391-2 <br>RAL 1014 - 796391-3 <br>RAL 2000 - 796391-4 <br>RAL 6014 - 796391-5 <br>RAL 6031 - 796391-6 | 84159000
088494-3 | Lock with handle, Trapdoor MKII, 2 pcs |  |  |  | 1 | 1035.25 | 138.50 | 118.75 | 10 | 931.75 | 124.75 | 107.00 |  |  |  |  | 0 | 0 | 0 | 3333 |  | 84159000
796046 | O-ring, Dtr 7173 |  | 5331-22-126-7547 |  | 1 | 25.50 | 3.50 | 3.00 | 10 | 23.00 | 3.25 | 2.75 |  |  |  |  | 0 | 0 | 0 | 32 |  | 73229000
086304 | Vibration damper, 8 pcs | 560930 | 5340-22-126-7333 |  | 1 | 888.00 | 119.00 | 102.00 | 10 | 799.25 | 107.00 | 91.75 |  |  |  |  | 225 | 135 | 50 | 120 |  | 73229000
064727-5 | Handle 2 pc. | 043015 |  |  | 1 | 521.00 | 69.75 | 59.75 | 10 | 469.00 | 62.75 | 53.75 |  |  |  |  | 195 | 110 | 95 | 260 |  | 84159000
068467 | Sensor, Temperature Sensor Kit | 070857 |  |  | MSRP price PCS: 1; MSRP price DKK: 170.00; MSRP price EUR: 22.75; MSRP price GBP: 19.50 | 0 | 0 | 0 | 3333 |  |  | DK
603422 | Coil, 4-way valve |  |  |  | MSRP price PCS: 1; MSRP price DKK: 211.00; MSRP price EUR: 28.25; MSRP price GBP: 24.25 | 0 | 0 | 0 | 100
086144 | Fan 60 Hz | 076993 | 4140-22-620-0263 |  | MSRP price PCS: 1; MSRP price DKK: 3346.25; MSRP price EUR: 448.00; MSRP price GBP: 384.25 | 0 | 0 | 0 | 3333 |  | 84158100
601024 | Combi coil, left, DanX 5/10 8RR |  |  |  | MSRP price PCS: 1; MSRP price DKK: 10321.00; MSRP price EUR: 1381.70; MSRP price GBP: 1185.00 | 1750 | 370 | 850 | 25000 |  | 84159000
524190 | Rubber grommet |  | 5325-14-277-7602 |  | 1 | 28.00 | 3.50 | 3.00 | 10 | 25.00 | 3.00 | 2.75 |  |  |  |  | 20 | 20 | 20 | 5 |  | 85369010
095395 | Fuse, Tco | 515980 | 5920-25-140-4375 |  | 1 | 79.50 | 10.75 | 9.25 | 10 | 71.50 | 9.75 | 8.25 |  |  |  |  | 0 | 0 | 0 | 3333 |  | 73229000
064392-2 | Cabinet for heating unit | 208750 | 5340-22-607-0837 |  | 1 | 3431.00 | 459.25 | 394.00 | 10 | 3088.00 | 413.25 | 354.50 |  |  |  |  | 850 | 650 | 335 | 13500 |  | 73229000
076532-4 | Rear cover plate, for handle |  |  |  | 1 | 71.75 | 9.50 | 8.25 | 10 | 64.50 | 8.50 | 7.50 |  |  |  |  | 0 | 0 | 0 | 105 |  | 73269098
191381-2 | Filter rail AC-M5 |  |  |  | 1 | 210.25 | 28.25 | 24.25 | 10 | 189.25 | 25.50 | 21.75 |  |  |  |  | 900 | 100 | 100 | 1500
796065 | Mains connector with cable |  | 5935-22-126-7213 | OBSOLETE | MSRP price PCS: 1; MSRP price DKK: 0.00; MSRP price EUR: 0.00; MSRP price GBP: 0.00 | 250 | 175 | 100 | 310 |  | 73229000
040807 | Selector swich |  |  |  | MSRP price PCS: 1; MSRP price DKK: 616.00; MSRP price EUR: 82.50; MSRP price GBP: 70.75 | 20 | 20 | 20 | 50 |  | 85365080
064434-4 | Wheel case |  |  |  | 1 | 2810.25 | 376.25 | 322.75 | 10 | 2529.25 | 338.75 | 290.50 |  |  |  |  | 775 | 790 | 150 | 3333 | RAL FS 33446 = 064434-1 <br>RAL 1001 = 064434-2 <br>RAL 1014 = 064434-3 <br>RAL 2000 = 064434-4 <br>RAL 6014 = 064434-5 <br>RAL 6031 = 064434-6 <br>RAL 9010 = 064434-7 | 84159000
296145 | Plug for thermostat |  |  |  | 1 | 543.00 | 72.75 | 62.25 | 10 | 488.75 | 65.50 | 56.00 |  |  |  |  | 150 | 105 | 70 | 50 |  | 73229000 | DK
095211 | Nozzle holder | 796034 |  |  | 1 | 696.00 | 93.25 | 80.00 | 10 | 626.50 | 84.00 | 72.00 |  |  |  |  | 150 | 105 | 70 | 100 |  | 73229000
796007 | Swivel plate, Dtr 7551 |  | 4530-22-126-7531 |  | 1 | 605.50 | 81.00 | 69.50 | 10 | 545.00 | 73.00 | 62.50 |  |  |  |  | 0 | 0 | 0 | 50 |  | 73229000
527530 | Counter nut, PG11 |  | 5975-22-611-9806 |  | 1 | 10.00 | 1.25 | 1.25 | 10 | 9.00 | 1.25 | 1.25 |  |  |  |  | 0 | 0 | 0 | 10 |  | 84159000
070904-4 | Control panel, complete | 028009 |  |  | 1 | 5930.75 | 794.00 | 681.00 | 10 | 5337.75 | 714.50 | 613.00 |  |  |  |  | 0 | 0 | 0 | 3333 |  | 84159000
070904-2 | Control panel, complete | 028009 |  |  | 1 | 5930.75 | 794.00 | 681.00 | 10 | 5337.75 | 714.50 | 613.00 |  |  |  |  | 0 | 0 | 0 | 3333 |  | 84159000
065224-1 | C-profile, outer | 043054 |  |  | 1 | 867.25 | 116.00 | 99.50 | 10 | 780.50 | 104.50 | 89.50 |  |  |  |  | 700 | 50 | 60 | 60 |  | 84159000
076161 | Cable harness for LEDs CDT 90 | 045938 |  |  | MSRP price PCS: 1; MSRP price DKK: 883.00; MSRP price EUR: 118.00; MSRP price GBP: 101.00 | 100 | 100 | 10 | 100 |  |  | DK
552574 | Cable, fan |  | 6150-22-611-2111 |  | 1 | 168.25 | 22.50 | 19.25 | 10 | 151.50 | 20.25 | 17.25 |  |  |  |  | 0 | 0 | 0 | 150 |  | 73229000
063138-1 | Control box, cover |  |  |  | 1 | 806.25 | 108.00 | 92.50 | 10 | 725.75 | 97.25 | 83.25 |  |  |  |  | 0 | 0 | 0 | 700 |  | 84159000
077137-2 | Support for oil burner | 211651 |  |  | 1 | 975.25 | 130.50 | 112.00 | 10 | 877.75 | 117.50 | 100.75 |  |  |  |  | 0 | 0 | 0 | 2000 |  | 73229000
074457-2 | Fan | 081077,,028299 |  |  | 1 | 3111.75 | 416.50 | 357.25 | 10 | 2800.50 | 374.75 | 321.50 |  |  |  |  | 605 | 580 | 340 | 8310 | 074457-1 Fan with adaptor plate. For units produced 1999 until October 2013<BR> 074457-2 Fan for units produced after October 2013<BR> 074457-3 Fan with divider plate RAL 6014 for units produced before 1999<BR> 074457-4 Fan with divider plate RAL 6031 for units produced before 1999 <BR> | 73229000
081295 | Cover for condenser, right | 043055 | 5340-22-611-1741 |  | 1 | 84.75 | 11.25 | 9.75 | 10 | 76.25 | 10.25 | 8.75 |  |  |  |  | 410 | 90 | 30 | 3333 |  | 84159000
068573-2 | Panel for Controler for AC-M7 MKII |  |  |  | 1 | 533.00 | 71.25 | 61.25 | 10 | 479.75 | 64.25 | 55.25 |  |  |  |  | 220 | 320 | 50 | 3333 | RAL FS 33446 = 068573-1 <br>RAL 1001 = 068573-2 <br>RAL 1014 = 068573-3 <br>RAL 2000 = 068573-4 <br>RAL 6014 = 068573-5 <br>RAL 6031 = 068573-6 | 84159000
059924-3 | Frontdoor, complete | 213060 |  |  | 1 | 920.00 | 123.25 | 105.50 | 10 | 828.00 | 111.00 | 95.00 |  |  |  |  | 480 | 390 | 60 | 1510 |  | 84159000
074549-1 | Fan, evaporator AC-M5 W | 530183 | 4140-22-615-5384 |  | 1 | 2725.25 | 364.75 | 313.00 | 10 | 2452.75 | 328.25 | 281.75 |  |  |  |  | 480 | 480 | 480 | 4840 | Use part no. 074549-1 up to and including serial no. 1504101357455 <br> Use part no 074549-2 from serial number 1504101357456 and higher | 84159000 | DK
066591-6 | Filter frame | 043068 |  |  | 1 | 835.50 | 111.75 | 96.00 | 10 | 752.00 | 100.50 | 86.50 |  |  |  |  | 380 | 600 | 40 | 780 | 066591-1 is color BS381C298 - Olive Drap <BR> 066591-2 is color RAL 6014<BR> 066591-3 is color RAL 6031<BR> 066591-4 is color RAL 9003<BR> 066591-5 is color RAL 1019<BR> 066591-6 is color RAL 9010<BR> | 73229000
070800-3 | Fuel lance snap coupling with tube connection | 612900 |  |  | MSRP price PCS: 1; MSRP price DKK: 484.50; MSRP price EUR: 64.75; MSRP price GBP: 55.75 | 225 | 140 | 25 | 110 | 070800-3 is 1 pcs. in 1 box. <br> 070800-4 is 10 pcs. in 1 box | 73229000
517686 | Control board, STPT2 PCB, pressure measuring, |  |  |  | MSRP price PCS: 1; MSRP price DKK: 5401.00; MSRP price EUR: 723.25; MSRP price GBP: 620.25 | 120 | 80 | 20 | 50 | Limitations in compatibility applies. See description tab | 85371091
517603 | Control board, Diode print with cable CDF10 |  |  |  | MSRP price PCS: 1; MSRP price DKK: 482.50; MSRP price EUR: 64.75; MSRP price GBP: 55.50 | 0 | 0 | 0 | 500 |  | 85371091
796389-6 | Top cover plate, complete |  | 4120-22-611-2211 |  | 1 | 2539.75 | 340.00 | 291.50 | 10 | 2285.75 | 306.00 | 262.25 |  |  |  |  | 1000 | 500 | 500 | 6500 | FS 33446 - 796389-1 <br>RAL 1001 - 796389-2 <br>RAL 1014 - 796389-3 <br>RAL 2000 - 796389-4 <br>RAL 6014 - 796389-5 <br>RAL 6031 - 796389-6 | 84159000
068591-3 | Tubular handle right, VA-M15 | 210260 |  |  | 1 | 1399.75 | 187.50 | 160.75 | 10 | 1259.75 | 168.75 | 144.75 |  |  |  |  | 1430 | 500 | 150 | 2300 |  | 84159000
081375-4 | Control panel plate (Heat version) | 039405 |  |  | 1 | 481.25 | 64.50 | 55.25 | 10 | 433.25 | 58.00 | 49.75 |  |  |  |  | 225 | 135 | 30 | 120 |  | 84159000
081375-1 | Control panel plate (Heat version) | 039405 |  |  | 1 | 481.25 | 64.50 | 55.25 | 10 | 433.25 | 58.00 | 49.75 |  |  |  |  | 225 | 135 | 30 | 120 |  | 84159000
796070 | Protective cover, Dtr 7570 |  | 4730-22-126-7543 |  | 1 | 919.25 | 123.00 | 105.50 | 10 | 827.25 | 110.75 | 95.00 |  |  |  |  | 0 | 0 | 0 | 300 |  | 73229000 | DK
293831-2 | Guard, complete, VAM 15 | 076910 | 4730-22-126-7324 |  | 1 | 1116.50 | 149.50 | 128.25 | 10 | 1004.75 | 134.50 | 115.50 |  |  |  |  | 1320 | 500 | 240 | 6180 | 293831-1 is color RAL 1016 <BR> 293831-2 is color RAL 3000 <BR> 293831-3 is color RAL 6014 <BR> 293831-4 is color RAL 6031 <BR> | 73229000 | DK
081243 | Capacitor |  | 4130-22-625-3168 |  | 1 | 542.25 | 72.50 | 62.25 | 10 | 488.00 | 65.25 | 56.00 |  |  |  |  | 225 | 135 | 30 | 70 |  | 73229000
063135 | Box for Control Board, bottom |  | 6110-22-620-0279 |  | 1 | 770.75 | 103.25 | 88.50 | 10 | 693.75 | 93.00 | 79.75 |  |  |  |  | 0 | 0 | 0 | 900 |  | 84159000
040214-2 | Inspection cover | 210340 |  |  | 1 | 1763.50 | 236.00 | 202.50 | 10 | 1587.25 | 212.50 | 182.25 |  |  |  |  | 0 | 0 | 0 | 3333 |  | 73229000 | DK
084764 | Bracket for PCB |  |  |  | MSRP price PCS: 1; MSRP price DKK: 107.75; MSRP price EUR: 14.50; MSRP price GBP: 12.50 | 0 | 0 | 0 | 321 |  | 73269098
060106 | Insulation cabinet side | 079060 | 5640-22-607-2580 |  | 1 | 516.00 | 69.00 | 59.25 | 10 | 464.50 | 62.00 | 53.25 |  |  |  |  | 585 | 100 | 30 | 50 |  | 84159000
095391 | Copper brush | 540250 | 7920-22-611-5391 |  | 1 | 291.50 | 39.00 | 33.50 | 10 | 262.25 | 35.00 | 30.25 |  |  |  |  | 225 | 135 | 30 | 40 |  | 73229000
070904-1 | Control panel, complete | 028009 |  |  | 1 | 5930.75 | 794.00 | 681.00 | 10 | 5337.75 | 714.50 | 613.00 |  |  |  |  | 0 | 0 | 0 | 3333 |  | 84159000
081367 | Terminal strip | 520920 | 5940-22-625-4205 |  | 1 | 298.25 | 40.00 | 34.25 | 10 | 268.50 | 36.00 | 30.75 |  |  |  |  | 190 | 100 | 70 | 3333 |  | 84159000
546137 | Damper |  |  |  | MSRP price PCS: 1; MSRP price DKK: 3315.25; MSRP price EUR: 443.75; MSRP price GBP: 380.75 | 1860 | 940 | 150 | 24000 |  | 84159000 | IT
796389-3 | Top cover plate, complete |  | 4120-22-611-2211 |  | 1 | 2539.75 | 340.00 | 291.50 | 10 | 2285.75 | 306.00 | 262.25 |  |  |  |  | 1000 | 500 | 500 | 6500 | FS 33446 - 796389-1 <br>RAL 1001 - 796389-2 <br>RAL 1014 - 796389-3 <br>RAL 2000 - 796389-4 <br>RAL 6014 - 796389-5 <br>RAL 6031 - 796389-6 | 84159000
094497 | Printed circuit TRIAC, cpl. 220v 6a 50hz | 517500 | 5998-22-121-0971 |  | 1 | 3391.75 | 454.00 | 389.50 | 10 | 3052.50 | 408.50 | 350.50 |  |  |  |  | 230 | 235 | 120 | 360 | Read description before ordering. | 73229000
075314-4 | Cover complete with insulation |  |  |  | 1 | 3726.25 | 498.75 | 427.75 | 10 | 3353.75 | 449.00 | 385.00 |  |  |  |  | 0 | 0 | 0 | 3333 |  | 84159000
890011-8 | Cover, air outlet | 208830 |  |  | 1 | 488.25 | 65.25 | 56.00 | 10 | 439.50 | 58.75 | 50.50 |  |  |  |  | 280 | 270 | 55 | 550
207761-2 | Mounting kit, flue duct securing straps, VAM 40 |  |  |  | 1 | 478.50 | 64.00 | 55.00 | 10 | 430.75 | 57.50 | 49.50 |  |  |  |  | 550 | 350 | 200 | 12000 |  | 84158200
066518-4 | Cover, burner | 078220 |  |  | 1 | 808.00 | 108.25 | 92.75 | 10 | 727.25 | 97.50 | 83.50 |  |  |  |  | 590 | 265 | 60 | 1170 |  | 84159000
034073 | Small service kit, VAM 15 and VAM 40 |  |  |  | 1 | 7497.25 | 1003.75 | 860.75 | 10 | 6747.50 | 903.50 | 774.75 |  |  |  |  | 575 | 385 | 400 | 4190 |  | 73229000 | DK
074723-2 | Filter frame, evaporator AC-M5-MKI | 043071 | 5340-22-611-1807 |  | 1 | 492.00 | 66.00 | 56.50 | 10 | 442.75 | 59.50 | 50.75 |  |  |  |  | 370 | 390 | 30 | 590 |  | 84159000
062018-1 | EPS front, complete |  |  |  | MSRP price PCS: 1; MSRP price DKK: 1549.50; MSRP price EUR: 207.50; MSRP price GBP: 178.00 | 0 | 0 | 0 | 3333 |  | 84159000
060017-3 | Bracket for oil filter | 078990 |  |  | 1 | 557.00 | 74.50 | 64.00 | 10 | 501.25 | 67.00 | 57.50 |  |  |  |  | 0 | 0 | 0 | 500 |  | 84159000
092277-1 | Cover for control panel | 028033 |  |  | 1 | 685.50 | 91.75 | 78.75 | 10 | 617.00 | 82.50 | 71.00 |  |  |  |  | 380 | 220 | 100 | 980 |  | 73229000
086308-3 | Bracket, absorber, 4 pcs |  |  |  | 1 | 534.75 | 71.50 | 61.50 | 10 | 481.25 | 64.25 | 55.25 |  |  |  |  | 320 | 220 | 50 | 3333 |  | 73229000
061615 | Insulation for sides | 076870 |  |  | 1 | 408.00 | 54.50 | 46.75 | 10 | 367.25 | 49.00 | 42.00 |  |  |  |  | 410 | 135 | 25 | 40 |  | 73229000
027787-4 | Box, control box for VAM 15 MKII |  |  |  | 1 | 320.25 | 42.75 | 36.75 | 10 | 288.25 | 38.50 | 33.00 |  |  |  |  | 400 | 250 | 100 | 1000 |  | 84159000 | DK
796011 | Burner tube, Dtr 7559 |  | 4530-15-170-1644 |  | 1 | 1270.00 | 170.00 | 145.75 | 10 | 1143.00 | 153.00 | 131.25 |  |  |  |  | 0 | 0 | 0 | 500 |  | 73229000
051589-4 | Chimney, 2-part, complete | 208910,206840,086299,192536,192539,206841,565920,192543,893110,210990,086301,563970 |  |  | 1 | 3740.50 | 500.75 | 429.50 | 10 | 3366.50 | 450.75 | 386.50 |  |  |  |  | 820 | 490 | 150 | 6070 | 051589-1 is color RAL 6014 <BR> 051589-2 is color RAL 6031 <BR> 051589-3 is color RAL 3000 <BR> 051589-4 is color RAL 1016 <BR> 051589-5 is color RAL 1001 <BR> | 73229000
063114-11 | Handle, set with 2 pcs. |  |  |  | 1 | 374.00 | 50.00 | 43.00 | 10 | 336.50 | 45.00 | 38.75 |  |  |  |  | 0 | 0 | 0 | 300 |  | 84159000
060262-1 | Support for Jerrycan | 891115 |  |  | 1 | 545.75 | 73.00 | 62.75 | 10 | 491.25 | 65.75 | 56.50 |  |  |  |  | 225 | 135 | 30 | 100 |  | 84159000
081406 | Bracket for thermostat | 039321 | 5340-22-625-4162 |  | 1 | 504.50 | 67.50 | 58.00 | 10 | 454.00 | 60.75 | 52.25 |  |  |  |  | 130 | 220 | 50 | 3333 |  | 84159000
081281-8 | Plate for control panel | 043047 |  |  | 1 | 852.50 | 114.00 | 97.75 | 10 | 767.25 | 102.50 | 88.00 |  |  |  |  | 210 | 110 | 170 | 3333 |  | 84159000
081381 | Slide bar, set of 2 pcs. | 541828 | 4120-22-608-9254 |  | 1 | 1298.75 | 173.75 | 149.00 | 10 | 1169.00 | 156.50 | 134.00 |  |  |  |  | 540 | 110 | 75 | 2840 |  | 84159000
081467 | Plastic cassette Driptray |  |  |  | MSRP price PCS: 1; MSRP price DKK: 77.50; MSRP price EUR: 10.50; MSRP price GBP: 9.00 | 0 | 0 | 0 | 178 |  | 39269097 | DK
796391-4 | Handle, complete |  |  |  | 1 | 489.00 | 65.50 | 56.25 | 10 | 440.00 | 59.00 | 50.75 |  |  |  |  | 720 | 230 | 200 | 1150 | FS 33446 - 796391-1 <br>RAL 1001 - 796391-2 <br>RAL 1014 - 796391-3 <br>RAL 2000 - 796391-4 <br>RAL 6014 - 796391-5 <br>RAL 6031 - 796391-6 | 84159000
086302-1 | Tubular handle left, VA-M15 | 210270 |  |  | 1 | 1187.25 | 159.00 | 136.25 | 10 | 1068.50 | 143.00 | 122.75 |  |  |  |  | 0 | 0 | 0 | 3333 |  | 73229000
068058-4 | Cpl. Front for trapdoor MKII |  |  |  | MSRP price PCS: 1; MSRP price DKK: 2191.75; MSRP price EUR: 293.50; MSRP price GBP: 251.50 | 770 | 565 | 45 | 5230 |  | 84159000 | DK
108404 | Pressostat, high pressure, 16.7-24 bar |  |  |  | MSRP price PCS: 1; MSRP price DKK: 167.25; MSRP price EUR: 22.50; MSRP price GBP: 19.25 | 60 | 50 | 50 | 76 |  | 90322000
796064 | Electrical central,, 220v,50hz | 555700 | 4520-22-126-0406 |  | MSRP price PCS: 1; MSRP price DKK: 0.00; MSRP price EUR: 0.00; MSRP price GBP: 0.00 | 320 | 320 | 150 | 2950 |  | 73229000
062989-5 | Foot board Ral 6014 |  |  |  | 1 | 348.50 | 46.75 | 40.00 | 10 | 313.75 | 42.00 | 36.00 |  |  |  |  | 280 | 275 | 155 | 480 | RAL FS 33446 = 062989-1 <br>RAL 1001 = 062989-2 <br>RAL 1014 = 062989-3 <br>RAL 2000 = 062989-4 <br>RAL 6014 = 062989-5 <br>RAL 6031 = 062989-6 | 84159000
296152-5 | compl. Handle for VA-M15 4 pcs |  |  |  | 1 | 615.25 | 82.25 | 70.75 | 10 | 553.75 | 74.00 | 63.75 |  |  |  |  | 290 | 175 | 85 | 800 |  | 73229000 | DK
027808-1 | Shielding plate, outdoor air intake |  |  |  | 1 | 121.75 | 16.25 | 14.00 | 10 | 109.50 | 14.75 | 12.50 |  |  |  |  | 170 | 170 | 50 | 101 |  | 73269098 | DK
063114-4 | Handle, set with 2 pcs. |  |  |  | 1 | 374.00 | 50.00 | 43.00 | 10 | 336.50 | 45.00 | 38.75 |  |  |  |  | 0 | 0 | 0 | 300 |  | 84159000
046381 | Pulley |  |  |  | MSRP price PCS: 1; MSRP price DKK: 315.00; MSRP price EUR: 42.25; MSRP price GBP: 36.25 | 100 | 100 | 30 | 200
068058-3 | Cpl. Front for trapdoor MKII |  |  |  | MSRP price PCS: 1; MSRP price DKK: 2191.75; MSRP price EUR: 293.50; MSRP price GBP: 251.50 | 770 | 565 | 45 | 5230 |  | 84159000 | DK
075202 | Cable 2, AC-M5 W | 046655 | 6145-22-625-4186 |  | 1 | 685.75 | 91.75 | 78.75 | 10 | 617.25 | 82.50 | 71.00 |  |  |  |  | 230 | 230 | 110 | 3333 |  | 84159000
040801 | Capacitor, for fan 3 µF |  |  |  | MSRP price PCS: 1; MSRP price DKK: 180.00; MSRP price EUR: 24.00; MSRP price GBP: 20.75 | 50 | 40 | 30 | 50 |  | 85322200
059873 | Insulation for partition wall, front | 079080 | 5640-22-607-2576 |  | 1 | 655.25 | 87.75 | 75.25 | 10 | 589.75 | 79.00 | 67.75 |  |  |  |  | 620 | 440 | 30 | 230 |  | 84159000
060628-5 | Cabinet fitting, chimney 4 pcs | 078020 |  |  | 1 | 320.25 | 42.75 | 36.75 | 10 | 288.25 | 38.50 | 33.00 |  |  |  |  | 225 | 135 | 30 | 30 | 060628-1 is color RAL 1001 <br> 060628-2 is color RAL 1016 <br> 060628-3 is color RAL 1021 <br> 060628-4 is color RAL 2000 <br> 060628-5 is color RAL 3000 <br> 060628-6 is color RAL 6014 <br> 060628-7 is color RAL 6031 <br> | 73229000
081632-3 | Supporting bracket, oil burner | 075980 | 4520-22-126-7337 |  | 1 | 569.75 | 76.25 | 65.50 | 10 | 512.75 | 68.75 | 59.00 |  |  |  |  | 220 | 130 | 50 | 500 | 081632-1 is color RAL 1001<BR> 081632-2 is color RAL 1016<BR> 081632-3 is color RAL 3000<BR> 081632-4 is color RAL 6014<BR> 081632-5 is color RAL 6031<BR> | 73229000
063114-3 | Handle, set with 2 pcs. |  |  |  | 1 | 374.00 | 50.00 | 43.00 | 10 | 336.50 | 45.00 | 38.75 |  |  |  |  | 0 | 0 | 0 | 300 |  | 84159000
081281-3 | Plate for control panel | 043047 |  |  | 1 | 852.50 | 114.00 | 97.75 | 10 | 767.25 | 102.50 | 88.00 |  |  |  |  | 210 | 110 | 170 | 3333 |  | 84159000
063119-1 | Fan and fan housing |  | 4140-22-620-0261 |  | 1 | 4470.25 | 598.50 | 513.25 | 10 | 4023.25 | 538.75 | 462.00 |  |  |  |  | 0 | 0 | 0 | 6400 |  | 84159000
040799 | PTFE Insulation, single |  |  |  | MSRP price PCS: 1; MSRP price DKK: 315.00; MSRP price EUR: 42.25; MSRP price GBP: 36.25 | 100 | 100 | 50 | 10 |  | 70199000
040881 | Relay |  |  |  | MSRP price PCS: 1; MSRP price DKK: 225.00; MSRP price EUR: 30.00; MSRP price GBP: 25.75 | 10 | 10 | 10 | 10 |  | 85364900 | DK
796002 | Rod and screw, Dtr 7543 |  | 5120-22-126-7528 |  | 1 | 442.50 | 59.25 | 50.75 | 10 | 398.25 | 53.25 | 45.75 |  |  |  |  | 0 | 0 | 0 | 965 |  | 73229000
095422-3 | Fresh air damper | 017834 |  |  | 1 | 711.25 | 95.25 | 81.75 | 10 | 640.25 | 85.75 | 73.50 |  |  |  |  | 0 | 0 | 0 | 3333 |  | 73229000
501706 | Oil burner for VAM 15, without flange | 501700 | 4530-22-628-3374 |  | 1 | 5146.25 | 689.00 | 590.75 | 10 | 4631.75 | 620.00 | 531.75 |  |  |  |  | 410 | 305 | 325 | 8650 |  | 84159000
040794 | Hour counter |  |  |  | MSRP price PCS: 1; MSRP price DKK: 560.00; MSRP price EUR: 75.00; MSRP price GBP: 64.25 | 80 | 60 | 60 | 300
796037 | O-ring, Dtr 7028 |  | 5331-22-126-7538 |  | 1 | 35.75 | 4.75 | 4.00 | 10 | 32.25 | 4.25 | 3.50 |  |  |  |  | 50 | 50 | 50 | 100 |  | 73229000
064587 | Grating, filter frame | 043067 | 5340-22-611-1783 |  | 1 | 345.50 | 46.25 | 39.75 | 10 | 311.00 | 41.75 | 35.75 |  |  |  |  | 380 | 580 | 30 | 440 |  | 84159000
600060 | Evaporator coil, Cds 200 |  |  |  | MSRP price PCS: 1; MSRP price DKK: 4380.00; MSRP price EUR: 586.50; MSRP price GBP: 503.00 | 0 | 0 | 0 | 12300 |  | 84189910
086005 | Drain connection, recessed |  |  |  | MSRP price PCS: 1; MSRP price DKK: 30.50; MSRP price EUR: 4.10; MSRP price GBP: 3.50 | 80 | 80 | 30 | 50 |  | 39269097 | DK
064415-2 | Bracket lock pin 2 pcs. |  |  |  | 1 | 709.00 | 95.00 | 81.50 | 10 | 638.00 | 85.50 | 73.25 |  |  |  |  | 195 | 110 | 95 | 170 |  | 84159000
796019 | Shield, Dtr 7566 |  | 5340-22-126-7535 |  | 1 | 283.75 | 38.00 | 32.50 | 10 | 255.50 | 34.25 | 29.25 |  |  |  |  | 0 | 0 | 0 | 68 |  | 73229000
604890 | Counter valve |  |  |  | MSRP price PCS: 1; MSRP price DKK: 370.75; MSRP price EUR: 49.75; MSRP price GBP: 42.50 | 0 | 0 | 0 | 200 |  | 90321089
796003 | Cover for fan housing, Dtr 7885 |  | 4140-22-126-7529 |  | 1 | 1040.00 | 139.25 | 119.50 | 10 | 936.00 | 125.25 | 107.50 |  |  |  |  | 0 | 0 | 0 | 700 |  | 73229000
098847 | Flue duct complete, VAM 40, RAL 6014 | 207760, |  |  | 1 | 4292.50 | 574.75 | 492.75 | 10 | 3863.25 | 517.25 | 443.50 |  |  |  |  | 0 | 0 | 0 | 3333 |  | 73229000 | DK
051556-2 | Chimney, 3-part, complete | 192539,893110,565920,208910,210990,192536,192543,206840,206841,086301 |  |  | 1 | 5516.75 | 738.50 | 633.50 | 10 | 4965.00 | 664.75 | 570.25 |  |  |  |  | 1200 | 380 | 260 | 11560 | 051556-1 is color RAL 6014 <BR> 051556-2 is color RAL 6031 <BR> | 73229000
027762 | Plug, for CO monitor, Binder 6P + PE |  | 5935-22-619-5417 |  | 1 | 247.50 | 33.25 | 28.50 | 10 | 222.75 | 30.00 | 25.75 |  |  |  |  | 30 | 40 | 20 | 10 |  | 85369010 | DE
081340-1 | Bar | 043058 |  |  | 1 | 145.50 | 19.50 | 16.75 | 10 | 131.00 | 17.50 | 15.00 |  |  |  |  | 410 | 70 | 40 | 3333 |  | 84159000
064392-3 | Cabinet for heating unit | 208750 | 5340-22-607-0837 |  | 1 | 3431.00 | 459.25 | 394.00 | 10 | 3088.00 | 413.25 | 354.50 |  |  |  |  | 850 | 650 | 335 | 13500 |  | 73229000
296140 | Manometer block, burner, complete |  | 6685-22-619-5400 |  | 1 | 2347.25 | 314.25 | 269.50 | 10 | 2112.50 | 282.75 | 242.50 |  |  |  |  | 190 | 100 | 70 | 1000 |  | 73229000 | DK
086302-5 | Tubular handle left, VA-M15 | 210270 |  |  | 1 | 1187.25 | 159.00 | 136.25 | 10 | 1068.50 | 143.00 | 122.75 |  |  |  |  | 0 | 0 | 0 | 3333 |  | 73229000
075258-1 | Cpl. Front for trapdoor MKI |  |  |  | MSRP price PCS: 1; MSRP price DKK: 1938.50; MSRP price EUR: 259.50; MSRP price GBP: 222.50 | 780 | 570 | 170 | 5380 |  | 84159000 | DK
081281-6 | Plate for control panel | 043047 |  |  | 1 | 852.50 | 114.00 | 97.75 | 10 | 767.25 | 102.50 | 88.00 |  |  |  |  | 210 | 110 | 170 | 3333 |  | 84159000
074586-4 | Filter grill, big AC-M5-MKI | 074586 |  |  | 1 | 972.75 | 130.25 | 111.75 | 10 | 875.50 | 117.25 | 100.50 |  |  |  |  | 600 | 390 | 50 | 1280 |  | 84159000
796389-5 | Top cover plate, complete |  | 4120-22-611-2211 |  | 1 | 2539.75 | 340.00 | 291.50 | 10 | 2285.75 | 306.00 | 262.25 |  |  |  |  | 1000 | 500 | 500 | 6500 | FS 33446 - 796389-1 <br>RAL 1001 - 796389-2 <br>RAL 1014 - 796389-3 <br>RAL 2000 - 796389-4 <br>RAL 6014 - 796389-5 <br>RAL 6031 - 796389-6 | 84159000
063310-4 | Leg closure |  |  |  | 1 | 552.50 | 74.00 | 63.50 | 10 | 497.25 | 66.50 | 57.25 |  |  |  |  | 195 | 110 | 95 | 140 | RAL FS 33446 = 063310-1 <br>RAL 1001 = 063310-2 <br>RAL 1014 = 063310-3 <br>RAL 2000 = 063310-4 <br>RAL 6014 = 063310-5 <br>RAL 6031 = 063310-6 <br>RAL 9010 = 063310-7 | 84159000
031684-5 | Sealing plate, fuel supply lance |  |  |  | 1 | 188.00 | 25.25 | 21.50 | 10 | 169.25 | 22.75 | 19.25 |  |  |  |  | 120 | 75 | 20 | 25 |  | 84159000 | DK
098886 | Fan, Condenser |  | 4140-22-632-1849 |  | MSRP price PCS: 1; MSRP price DKK: 3481.00; MSRP price EUR: 466.00; MSRP price GBP: 399.75 | 0 | 0 | 0 | 3333 |  | 84159000
081345-5 | Inspection plate | 191378 |  |  | 1 | 167.75 | 22.50 | 19.25 | 10 | 151.00 | 20.25 | 17.25 |  |  |  |  | 380 | 150 | 10 | 3333 |  | 84159000
064000 | Carrying handle | 043287 | 5340-22-611-5821 |  | 1 | 462.00 | 61.75 | 53.00 | 10 | 415.75 | 55.50 | 47.75 |  |  |  |  | 150 | 105 | 70 | 80 |  | 84159000
081337-3 | Cover for evaporator, right | 043057 | 5340-22-611-1761 |  | 1 | 122.50 | 16.50 | 14.00 | 10 | 110.25 | 14.75 | 12.50 |  |  |  |  | 410 | 50 | 30 | 3333 |  | 84159000
076531-2 | Fitting, carrying handle |  |  |  | 1 | 98.75 | 13.25 | 11.25 | 10 | 89.00 | 12.00 | 10.25 |  |  |  |  | 0 | 0 | 0 | 1664 |  | 84159000
027808-5 | Shielding plate, outdoor air intake |  |  |  | 1 | 121.75 | 16.25 | 14.00 | 10 | 109.50 | 14.75 | 12.50 |  |  |  |  | 170 | 170 | 50 | 101 |  | 73269098 | DK
572853 | Panel filter, 287 x 592 x 25 mm |  |  |  | MSRP price PCS: 1; MSRP price DKK: 322.00; MSRP price EUR: 43.25; MSRP price GBP: 37.00 | 287 | 592 | 25 | 250 | All DanX units are bespoke. To ensure 100% compatibility, please send unit serial or project number from type label to danx@dantherm.com with your compatabillity request. | 56031110
063310-3 | Leg closure |  |  |  | 1 | 552.50 | 74.00 | 63.50 | 10 | 497.25 | 66.50 | 57.25 |  |  |  |  | 195 | 110 | 95 | 140 | RAL FS 33446 = 063310-1 <br>RAL 1001 = 063310-2 <br>RAL 1014 = 063310-3 <br>RAL 2000 = 063310-4 <br>RAL 6014 = 063310-5 <br>RAL 6031 = 063310-6 <br>RAL 9010 = 063310-7 | 84159000
098487 | Control box bottom (remote) |  | 6110-22-631-9565 |  | 1 | 930.00 | 124.50 | 106.75 | 10 | 837.00 | 112.00 | 96.00 |  |  |  |  | 0 | 0 | 0 | 3333 |  | 84158100
046677-2 | Side cover condenser |  |  |  | 1 | 580.50 | 77.70 | 66.70 | 10 | 522.50 | 70.00 | 60.00 |  |  |  |  | 430 | 60 | 15 | 3333 | FS 33446 - 046677-1 <br>RAL 1001 - 046677-2 <br>RAL 1014 - 046677-3 <br>RAL 2000 - 046677-4 <br>RAL 6014 - 046677-5 <br>RAL 6031 - 046677-6 | 84159000
060262-2 | Support for Jerrycan | 891115 |  |  | 1 | 545.75 | 73.00 | 62.75 | 10 | 491.25 | 65.75 | 56.50 |  |  |  |  | 225 | 135 | 30 | 100 |  | 84159000
296152-1 | compl. Handle for VA-M15 4 pcs |  |  |  | 1 | 615.25 | 82.25 | 70.75 | 10 | 553.75 | 74.00 | 63.75 |  |  |  |  | 290 | 175 | 85 | 800 |  | 73229000 | DK
076270-2 | Fitting, supporting bracket for boiler, deck |  | 4520-22-126-7350 |  | 1 | 161.00 | 21.50 | 18.50 | 10 | 145.00 | 19.25 | 16.75 |  |  |  |  | 0 | 0 | 0 | 200
063115-1 | Grill, internal side |  |  |  | 1 | 689.75 | 92.25 | 79.25 | 10 | 620.75 | 83.00 | 71.25 |  |  |  |  | 0 | 0 | 0 | 500 |  | 84159000
074691 | Fan housing, condenser AC-M5-MKI | 043079 | 4140-22-611-1828 |  | 1 | 710.25 | 95.00 | 81.50 | 10 | 639.25 | 85.50 | 73.25 |  |  |  |  | 760 | 460 | 160 | 10 |  | 84159000
074593-5 | Cover | 039706 |  |  | 1 | 2534.25 | 339.25 | 291.00 | 10 | 2280.75 | 305.25 | 262.00 |  |  |  |  | 770 | 650 | 430 | 8530 |  | 84159000
060515 | Insulation cabinet side lower | 079050 | 5640226111580 |  | 1 | 565.00 | 75.75 | 65.00 | 10 | 508.50 | 68.25 | 58.50 |  |  |  |  | 580 | 275 | 35 | 140 |  | 84159000
796069 | Photoconductive cell, Dtr 8471 100,50 |  | 5980-15-149-8767 |  | 1 | 589.50 | 79.00 | 67.75 | 10 | 530.50 | 71.00 | 61.00 |  |  |  |  | 0 | 0 | 0 | 52 |  | 73229000
098069 | Controller for CO-monitor Test Rack (097771) |  | 5998-22-631-7433 |  | 1 | 4164.25 | 557.50 | 478.00 | 10 | 3747.75 | 501.75 | 430.25 |  |  |  |  | 0 | 0 | 0 | 3333 |  | 73229000
075314-9 | Cover complete with insulation |  |  |  | 1 | 3726.25 | 498.75 | 427.75 | 10 | 3353.75 | 449.00 | 385.00 |  |  |  |  | 0 | 0 | 0 | 3333 |  | 84159000
081267-3 | Locking device 2 pcs. | 043027 |  |  | 1 | 508.00 | 68.00 | 58.25 | 10 | 457.25 | 61.25 | 52.50 |  |  |  |  | 130 | 220 | 30 | 3333 |  | 84159000
098486 | Control box complete (remote) |  | ​4130-22-631-9551 |  | 1 | 1250.00 | 167.25 | 143.50 | 10 | 1125.00 | 150.50 | 129.25 |  |  |  |  | 0 | 0 | 0 | 3333 |  | 84158100
065552 | Isolation, edge, 400 x 30 | 065552,076860 |  |  | 1 | 395.75 | 53.00 | 45.50 | 10 | 356.25 | 47.75 | 41.00 |  |  |  |  | 410 | 135 | 25 | 10 |  | 73229000
088494-1 | Lock with handle, Trapdoor MKII, 2 pcs |  |  |  | 1 | 1035.25 | 138.50 | 118.75 | 10 | 931.75 | 124.75 | 107.00 |  |  |  |  | 0 | 0 | 0 | 3333 |  | 84159000
081401 | Grommet 10 pcs. | 524192 | 5330-22-625-4151 |  | 1 | 306.25 | 41.00 | 35.25 | 10 | 275.75 | 37.00 | 31.75 |  |  |  |  | 130 | 220 | 40 | 3333 |  | 84159000
066751-5 | Filter support, evaporator |  |  |  | 1 | 942.50 | 126.25 | 108.25 | 10 | 848.25 | 113.75 | 97.50 |  |  |  |  | 780 | 535 | 30 | 550 | FS 33446 = 066751-1 <br>RAL 1001 = 066751-2 <br>RAL 1014 = 066751-3 <br>RAL 2000 = 066751-4 <br>RAL 6014 = 066751-5 <br>RAL 6031 = 066751-6 | 84159000
037130-2 | Air discharge grille |  |  |  | MSRP price PCS: 1; MSRP price DKK: 827.75; MSRP price EUR: 111.00; MSRP price GBP: 95.25 | 760 | 460 | 160 | 3720 |  | 84159000 | DK
040791 | PPS Rotor |  |  |  | MSRP price PCS: 1; MSRP price DKK: 5448.00; MSRP price EUR: 729.25; MSRP price GBP: 625.50 | 300 | 300 | 200 | 4000 |  | 84195020
060017-4 | Bracket for oil filter | 078990 |  |  | 1 | 557.00 | 74.50 | 64.00 | 10 | 501.25 | 67.00 | 57.50 |  |  |  |  | 0 | 0 | 0 | 500 |  | 84159000
060628-2 | Cabinet fitting, chimney 4 pcs | 078020 |  |  | 1 | 320.25 | 42.75 | 36.75 | 10 | 288.25 | 38.50 | 33.00 |  |  |  |  | 225 | 135 | 30 | 30 | 060628-1 is color RAL 1001 <br> 060628-2 is color RAL 1016 <br> 060628-3 is color RAL 1021 <br> 060628-4 is color RAL 2000 <br> 060628-5 is color RAL 3000 <br> 060628-6 is color RAL 6014 <br> 060628-7 is color RAL 6031 <br> | 73229000
891100 | Thermostat, combi + packing, VAM | 068253,513350 | 4520-22-126-7212 |  | 1 | 602.00 | 80.50 | 69.25 | 10 | 541.75 | 72.50 | 62.25 |  |  |  |  | 270 | 165 | 95 | 360 |  | 73229000
076531-6 | Fitting, carrying handle |  |  |  | 1 | 98.75 | 13.25 | 11.25 | 10 | 89.00 | 12.00 | 10.25 |  |  |  |  | 0 | 0 | 0 | 1664 |  | 84159000
191381-6 | Filter rail AC-M5 |  |  |  | 1 | 210.25 | 28.25 | 24.25 | 10 | 189.25 | 25.50 | 21.75 |  |  |  |  | 900 | 100 | 100 | 1500
074474-1 | Air discharge grille, cpl. | 165298 |  |  | 1 | 2074.50 | 277.75 | 238.25 | 10 | 1867.00 | 250.00 | 214.50 |  |  |  |  | 325 | 225 | 70 | 670 |  | 84159000
063108-3 | Cover complete with insulation |  |  |  | 1 | 3154.25 | 422.25 | 362.25 | 10 | 2838.75 | 380.00 | 326.00 |  |  |  |  | 844 | 685 | 410 | 7750 |  | 84159000
796055 | Fuel hose, filter/flow |  | 4720-22-600-8882 |  | 1 | 399.25 | 53.50 | 45.75 | 10 | 359.25 | 48.25 | 41.25 |  |  |  |  | 100 | 100 | 70 | 250 |  | 73229000
085815 | Oilburner cpl. VA-M15 wtih flange |  | 4530-15-170-1642 |  | 1 | 5182.00 | 693.75 | 595.00 | 10 | 4663.75 | 624.50 | 535.50 |  |  |  |  | 0 | 0 | 0 | 9210 |  | 73229000
031684-2 | Sealing plate, fuel supply lance |  |  |  | 1 | 188.00 | 25.25 | 21.50 | 10 | 169.25 | 22.75 | 19.25 |  |  |  |  | 120 | 75 | 20 | 25 |  | 84159000 | DK
040792 | Toggle switch, black |  |  |  | MSRP price PCS: 1; MSRP price DKK: 90.00; MSRP price EUR: 12.00; MSRP price GBP: 10.25 | 50 | 30 | 30 | 10 |  | 85365080
603500 | Valve, 4-way |  |  |  | MSRP price PCS: 1; MSRP price DKK: 565.25; MSRP price EUR: 75.75; MSRP price GBP: 65.00 | 0 | 0 | 0 | 50 |  | 90329000
060262-3 | Support for Jerrycan | 891115 |  |  | 1 | 545.75 | 73.00 | 62.75 | 10 | 491.25 | 65.75 | 56.50 |  |  |  |  | 225 | 135 | 30 | 100 |  | 84159000
544100 | Hose nipple |  | 4720-22-127-0102 |  | 1 | 70.25 | 9.50 | 8.00 | 10 | 63.25 | 8.50 | 7.25 |  |  |  |  | 0 | 0 | 0 | 15 |  | 73229000
077340-2 | Base plate, for fork lift truck runners |  |  |  | 1 | 636.75 | 85.25 | 73.00 | 10 | 573.00 | 76.75 | 65.75 |  |  |  |  | 0 | 0 | 0 | 3333
210171-7 | Gable cover plate for air intake, complete, VA-M15 |  |  |  | 1 | 1025.50 | 137.25 | 117.75 | 10 | 923.00 | 123.50 | 106.00 |  |  |  |  | 0 | 0 | 0 | 7694 |  | 84159000
076531-4 | Fitting, carrying handle |  |  |  | 1 | 98.75 | 13.25 | 11.25 | 10 | 89.00 | 12.00 | 10.25 |  |  |  |  | 0 | 0 | 0 | 1664 |  | 84159000
088494-4 | Lock with handle, Trapdoor MKII, 2 pcs |  |  |  | 1 | 1035.25 | 138.50 | 118.75 | 10 | 931.75 | 124.75 | 107.00 |  |  |  |  | 0 | 0 | 0 | 3333 |  | 84159000
081337-6 | Cover for evaporator, right | 043057 | 5340-22-611-1761 |  | 1 | 122.50 | 16.50 | 14.00 | 10 | 110.25 | 14.75 | 12.50 |  |  |  |  | 410 | 50 | 30 | 3333 |  | 84159000
031684-7 | Sealing plate, fuel supply lance |  |  |  | 1 | 188.00 | 25.25 | 21.50 | 10 | 169.25 | 22.75 | 19.25 |  |  |  |  | 120 | 75 | 20 | 25 |  | 84159000 | DK
091229-2 | Generator housing | 017852 |  |  | 1 | 747.50 | 100.00 | 85.75 | 10 | 672.75 | 90.00 | 77.25 |  |  |  |  | 630 | 500 | 80 | 2510 |  | 73229000
077137-3 | Support for oil burner | 211651 |  |  | 1 | 975.25 | 130.50 | 112.00 | 10 | 877.75 | 117.50 | 100.75 |  |  |  |  | 0 | 0 | 0 | 2000 |  | 73229000
064392-1 | Cabinet for heating unit | 208750 | 5340-22-607-0837 |  | 1 | 3431.00 | 459.25 | 394.00 | 10 | 3088.00 | 413.25 | 354.50 |  |  |  |  | 850 | 650 | 335 | 13500 |  | 73229000
062987-6 | Flashing, flue gas outlet | 078310 |  |  | 1 | 272.00 | 36.50 | 31.25 | 10 | 244.75 | 32.75 | 28.25 |  |  |  |  | 0 | 0 | 0 | 3333 |  | 73229000
077910-7 | Holder, tool bag |  |  |  | 1 | 108.75 | 14.50 | 12.50 | 10 | 98.00 | 13.00 | 11.25 |  |  |  |  | 0 | 0 | 0 | 3333
074457-3 | Fan | 081077,,028299 |  |  | 1 | 3111.75 | 416.50 | 357.25 | 10 | 2800.50 | 374.75 | 321.50 |  |  |  |  | 605 | 580 | 340 | 8310 | 074457-1 Fan with adaptor plate. For units produced 1999 until October 2013<BR> 074457-2 Fan for units produced after October 2013<BR> 074457-3 Fan with divider plate RAL 6014 for units produced before 1999<BR> 074457-4 Fan with divider plate RAL 6031 for units produced before 1999 <BR> | 73229000
027787-2 | Box, control box for VAM 15 MKII |  |  |  | 1 | 320.25 | 42.75 | 36.75 | 10 | 288.25 | 38.50 | 33.00 |  |  |  |  | 400 | 250 | 100 | 1000 |  | 84159000 | DK
081387-2 | Cables for control box |  |  |  | 1 | 662.00 | 88.75 | 76.00 | 10 | 595.75 | 80.00 | 68.50 |  |  |  |  | 230 | 230 | 110 | 3333 |  | 84159000
081340-2 | Bar | 043058 |  |  | 1 | 145.50 | 19.50 | 16.75 | 10 | 131.00 | 17.50 | 15.00 |  |  |  |  | 410 | 70 | 40 | 3333 |  | 84159000
109008 | Dry filter, 1/4"-1/4" | 064859,037105,027634 |  |  | MSRP price PCS: 1; MSRP price DKK: 58.00; MSRP price EUR: 7.75; MSRP price GBP: 6.75 | 133 | 200 | 200 | 15 | Limitation applies. Read description carefully if this replaces the obsolete dry filter with item number: "027634" | 84189990
533910 | Fan pulley SPA 132/2, Taperlock |  |  |  | MSRP price PCS: 1; MSRP price DKK: 254.25; MSRP price EUR: 34.00; MSRP price GBP: 29.25 | 0 | 0 | 0 | 1850 | All DanX units are bespoke. To ensure 100% compatibility, please send unit serial or project number from type label to danx@dantherm.com with your compatabillity request. | 73229000
068591-1 | Tubular handle right, VA-M15 | 210260 |  |  | 1 | 1399.75 | 187.50 | 160.75 | 10 | 1259.75 | 168.75 | 144.75 |  |  |  |  | 1430 | 500 | 150 | 2300 |  | 84159000
063124 | Expansion valve |  | 4820-22-620-0267 |  | 1 | 962.25 | 128.75 | 110.50 | 10 | 866.00 | 116.00 | 99.50 |  |  |  |  | 150 | 105 | 70 | 150 |  | 84159000
063118-2 | Base plate, complete |  |  |  | 1 | 4645.50 | 622.00 | 533.25 | 10 | 4181.00 | 559.75 | 480.00 |  |  |  |  | 0 | 0 | 0 | 21700 |  | 84159000
077244-1 | Heat exchanger |  |  |  | MSRP price PCS: 1; MSRP price DKK: 1579.75; MSRP price EUR: 211.50; MSRP price GBP: 181.50 | 590 | 390 | 360 | 3333 |  | 84159000
076532-1 | Rear cover plate, for handle |  |  |  | 1 | 71.75 | 9.50 | 8.25 | 10 | 64.50 | 8.50 | 7.50 |  |  |  |  | 0 | 0 | 0 | 105 |  | 73269098
051556-1 | Chimney, 3-part, complete | 192539,893110,565920,208910,210990,192536,192543,206840,206841,086301 |  |  | 1 | 5516.75 | 738.50 | 633.50 | 10 | 4965.00 | 664.75 | 570.25 |  |  |  |  | 1200 | 380 | 260 | 11560 | 051556-1 is color RAL 6014 <BR> 051556-2 is color RAL 6031 <BR> | 73229000
095208 | Capacitor DTR 7889 | 796016 | 4530-15-150-7426 |  | 1 | 404.00 | 54.00 | 46.50 | 10 | 363.50 | 48.50 | 41.75 |  |  |  |  | 150 | 105 | 70 | 40 |  | 73229000
078298 | Non-return valve |  |  |  | 1 | 321.00 | 43.00 | 36.75 | 10 | 289.00 | 38.75 | 33.00 |  |  |  |  | 0 | 0 | 0 | 47 |  | 84159000 | DK
061935 | Bracket for insulation | 078410 | 5670-22-607-2653 |  | 1 | 432.00 | 57.75 | 49.50 | 10 | 388.75 | 52.00 | 44.50 |  |  |  |  | 0 | 0 | 0 | 380 |  | 73229000
081298-5 | Cover for evaporator, left | 043059 |  |  | 1 | 142.75 | 19.00 | 16.50 | 10 | 128.50 | 17.00 | 14.75 |  |  |  |  | 410 | 40 | 60 | 3333 |  | 84159000
074474-6 | Air discharge grille, cpl. | 165298 |  |  | 1 | 2074.50 | 277.75 | 238.25 | 10 | 1867.00 | 250.00 | 214.50 |  |  |  |  | 325 | 225 | 70 | 670 |  | 84159000
040797 | Capacitor, gear motor, 0.12 µF |  |  |  | MSRP price PCS: 1; MSRP price DKK: 214.25; MSRP price EUR: 28.75; MSRP price GBP: 24.50 | 100 | 30 | 30 | 50 |  | 85322200
065517-1 | Plate, hose connection, ø315 mm | 044070 |  |  | 1 | 652.25 | 87.25 | 75.00 | 10 | 587.00 | 78.50 | 67.50 |  |  |  |  | 650 | 385 | 35 | 3333 | RAL 1001 = 065517-1 <br> RAL 1014 = 065517-2 <br>RAL 2000 = 065517-3 <br>RAL 6014 = 065517-4 <br>RAL 6031 = 065517-5 | 84159000
796027 | Nipple |  | 4730-22-126-7544 |  | 1 | 189.75 | 25.50 | 21.75 | 10 | 170.75 | 23.00 | 19.50 |  |  |  |  | 50 | 50 | 50 | 100 |  | 73229000
069883-3 | Assembly for Powder coating, Pipe for handle, VA-M15 |  |  |  | 1 | 174.75 | 23.50 | 20.00 | 10 | 157.25 | 21.25 | 18.00 |  |  |  |  | 0 | 0 | 0 | 3333 |  | 84159000
533930 | Fan pulley Spa 150/2 Taperlock |  |  |  | MSRP price PCS: 1; MSRP price DKK: 337.50; MSRP price EUR: 45.50; MSRP price GBP: 38.75 | 10 | 10 | 10 | 100 | All DanX units are bespoke. To ensure 100% compatibility, please send unit serial or project number from type label to danx@dantherm.com with your compatabillity request.
066518-3 | Cover, burner | 078220 |  |  | 1 | 808.00 | 108.25 | 92.75 | 10 | 727.25 | 97.50 | 83.50 |  |  |  |  | 590 | 265 | 60 | 1170 |  | 84159000
032768 | PUR packing for jerrycan |  | 5330-22-619-5407 |  | 1 | 28.00 | 3.75 | 3.25 | 10 | 25.25 | 3.50 | 3.00 |  |  |  |  | 100 | 75 | 10 | 10 |  |  | DK
081340-5 | Bar | 043058 |  |  | 1 | 145.50 | 19.50 | 16.75 | 10 | 131.00 | 17.50 | 15.00 |  |  |  |  | 410 | 70 | 40 | 3333 |  | 84159000
081267-5 | Locking device 2 pcs. | 043027 |  |  | 1 | 508.00 | 68.00 | 58.25 | 10 | 457.25 | 61.25 | 52.50 |  |  |  |  | 130 | 220 | 30 | 3333 |  | 84159000
602025 | Reciprocating compressor, MTZ 64 |  |  |  | MSRP price PCS: 1; MSRP price DKK: 8656.75; MSRP price EUR: 1159.00; MSRP price GBP: 994.00 | 0 | 0 | 0 | 39000 | All DanX units are bespoke. To ensure 100% compatibility, please send unit serial or project number from type label to danx@dantherm.com with your compatabillity request. | 84143081
046677-1 | Side cover condenser |  |  |  | 1 | 580.50 | 77.70 | 66.70 | 10 | 522.50 | 70.00 | 60.00 |  |  |  |  | 430 | 60 | 15 | 3333 | FS 33446 - 046677-1 <br>RAL 1001 - 046677-2 <br>RAL 1014 - 046677-3 <br>RAL 2000 - 046677-4 <br>RAL 6014 - 046677-5 <br>RAL 6031 - 046677-6 | 84159000
295040-1 | Thermostat with cable and plug |  |  |  | 1 | 3001.50 | 401.75 | 344.50 | 10 | 2701.25 | 361.50 | 310.00 |  |  |  |  | 280 | 275 | 155 | 2200 |  | 73229000
076270-1 | Fitting, supporting bracket for boiler, deck |  | 4520-22-126-7350 |  | 1 | 161.00 | 21.50 | 18.50 | 10 | 145.00 | 19.25 | 16.75 |  |  |  |  | 0 | 0 | 0 | 200
055199-1 | Cover, Ø315 with fresh air intake |  |  |  | 1 | 1875.00 | 251.00 | 215.25 | 10 | 1687.50 | 226.00 | 193.75 |  |  |  |  | 800 | 450 | 200 | 12000 | 055199-1 is color FS 33446<BR> 055199-2 is color RAL 6014<BR> | 84159000 | DK
064415-4 | Bracket lock pin 2 pcs. |  |  |  | 1 | 709.00 | 95.00 | 81.50 | 10 | 638.00 | 85.50 | 73.25 |  |  |  |  | 195 | 110 | 95 | 170 |  | 84159000
066751-3 | Filter support, evaporator |  |  |  | 1 | 942.50 | 126.25 | 108.25 | 10 | 848.25 | 113.75 | 97.50 |  |  |  |  | 780 | 535 | 30 | 550 | FS 33446 = 066751-1 <br>RAL 1001 = 066751-2 <br>RAL 1014 = 066751-3 <br>RAL 2000 = 066751-4 <br>RAL 6014 = 066751-5 <br>RAL 6031 = 066751-6 | 84159000
060628-1 | Cabinet fitting, chimney 4 pcs | 078020 |  |  | 1 | 320.25 | 42.75 | 36.75 | 10 | 288.25 | 38.50 | 33.00 |  |  |  |  | 225 | 135 | 30 | 30 | 060628-1 is color RAL 1001 <br> 060628-2 is color RAL 1016 <br> 060628-3 is color RAL 1021 <br> 060628-4 is color RAL 2000 <br> 060628-5 is color RAL 3000 <br> 060628-6 is color RAL 6014 <br> 060628-7 is color RAL 6031 <br> | 73229000
540770 | Tool bag for VAM 40 |  | 5140-22-611-5404 |  | 1 | 286.25 | 38.25 | 32.75 | 10 | 257.75 | 34.50 | 29.50 |  |  |  |  | 260 | 12 | 10 | 1500 |  | 84159000 | DK
524281 | Cabinet, electric outlet with bracket |  |  |  | 1 | 153.25 | 20.50 | 17.50 | 10 | 138.00 | 18.50 | 15.75 |  |  |  |  | 0 | 0 | 0 | 19 |  | 85369010
061789-3 | Suspension f. oil supply unit | 075970 |  |  | 1 | 823.50 | 110.25 | 94.50 | 10 | 741.25 | 99.25 | 85.00 |  |  |  |  | 0 | 0 | 0 | 3333 |  | 73229000
210171-3 | Gable cover plate for air intake, complete, VA-M15 |  |  |  | 1 | 1025.50 | 137.25 | 117.75 | 10 | 923.00 | 123.50 | 106.00 |  |  |  |  | 0 | 0 | 0 | 7694 |  | 84159000
524000 | Rubber grommet, 9.5 x 13 x 17.5mm, 136-6137, Thorsman |  | 5325-14-284-0040 |  | 1 | 14.00 | 1.75 | 1.50 | 10 | 12.50 | 1.50 | 1.25 |  |  |  |  | 0 | 0 | 0 | 2 |  | 85369010 | DK
081289 | Strip for capacitor | 043031 | 5340-22-625-4105 |  | 1 | 530.75 | 71.00 | 61.00 | 10 | 477.75 | 64.00 | 55.00 |  |  |  |  | 220 | 320 | 40 | 3333 |  | 84159000
059948-1 | Cover for heater | 208740 |  |  | 1 | 1784.25 | 238.75 | 204.75 | 10 | 1605.75 | 215.00 | 184.25 |  |  |  |  | 800 | 640 | 320 | 9080 |  | 84159000
543740 | Fuel hose, 7x12mm | 543741 | 4720-22-126-7218 |  | 1 | 80.25 | 10.75 | 9.25 | 10 | 72.25 | 9.75 | 8.25 |  |  |  |  | 100 | 100 | 40 | 1500 |  | 73229000
095388 | Adjustable spanner 8" | 540220 | 5120-12-120-6618 |  | 1 | 407.25 | 54.50 | 46.75 | 10 | 366.50 | 49.00 | 42.00 |  |  |  |  | 0 | 0 | 0 | 3333 |  | 73229000
796010 | Burner tube, Dtr 7554 |  | 4530-22-126-7533 |  | 1 | 1297.00 | 173.75 | 149.00 | 10 | 1167.25 | 156.50 | 134.00 |  |  |  |  | 0 | 0 | 0 | 600 |  | 73229000
060409-2 | Fan housing, evaporator | 043078 | 4140-22-611-1825 |  | 1 | 772.75 | 103.50 | 88.75 | 10 | 695.50 | 93.25 | 80.00 |  |  |  |  | 410 | 490 | 150 | 30 |  | 84159000
060262-6 | Support for Jerrycan | 891115 |  |  | 1 | 545.75 | 73.00 | 62.75 | 10 | 491.25 | 65.75 | 56.50 |  |  |  |  | 225 | 135 | 30 | 100 |  | 84159000
068061-8 | 1 set Horn for Trapdoor MKII |  |  |  | MSRP price PCS: 1; MSRP price DKK: 1261.75; MSRP price EUR: 169.00; MSRP price GBP: 144.75 | 730 | 150 | 100 | 4080 |  | 84159000 | DK
796140 | Lock nut, M6, A2 |  |  |  | 1 | 10.00 | 1.25 | 1.25 | 10 | 9.00 | 1.25 | 1.25 |  |  |  |  | 0 | 0 | 0 | 50 |  | 73181630
081272 | Fixture for receiver | 043044 | 5340-22-611-1715 |  | 1 | 527.25 | 70.50 | 60.50 | 10 | 474.50 | 63.50 | 54.50 |  |  |  |  | 130 | 220 | 40 | 3333 |  | 84159000
796008 | Swivel plate, Dtr 7552 |  | 4730-15-170-1643 |  | 1 | 646.00 | 86.50 | 74.25 | 10 | 581.50 | 77.75 | 66.75 |  |  |  |  | 0 | 0 | 0 | 200 |  | 73229000
560230 | Thermal gasket, ø90 |  | 5330-22-123-2117 |  | 1 | 73.15 | 9.79 | 8.40 | 10 | 65.75 | 8.75 | 7.50 |  |  |  |  | 0 | 0 | 0 | 5 |  | 70199000
062987-5 | Flashing, flue gas outlet | 078310 |  |  | 1 | 272.00 | 36.50 | 31.25 | 10 | 244.75 | 32.75 | 28.25 |  |  |  |  | 0 | 0 | 0 | 3333 |  | 73229000
796054 | Fuel hose, lance/filter | 543741 | 4720-22-600-8879 |  | 1 | 465.75 | 62.25 | 53.50 | 10 | 419.25 | 56.00 | 48.25 |  |  |  |  | 250 | 175 | 100 | 260 |  | 73229000
043029 | Screen for partition wall ACM 5 |  |  |  | 1 | 160.25 | 21.50 | 18.50 | 10 | 144.25 | 19.25 | 16.75 |  |  |  |  | 250 | 270 | 100 | 1000
532520 | Axial fan, blade 170mm |  |  |  | MSRP price PCS: 1; MSRP price DKK: 20.00; MSRP price EUR: 2.75; MSRP price GBP: 2.50 | 170 | 170 | 40 | 45 |  | 84145925
054847 | Radial fan, 190mm. P2/ Entalpi | 096717,097416 |  |  | MSRP price PCS: 1; MSRP price DKK: 1568.75; MSRP price EUR: 210.00; MSRP price GBP: 180.25 | 0 | 0 | 0 | 1300 |  | 84145935
796383 | Locking ring, 10 pcs. |  | 5365-22-611-9723 |  | 1 | 53.75 | 7.25 | 6.25 | 10 | 48.50 | 6.50 | 5.75 |  |  |  |  | 225 | 135 | 30 | 20 |  | 84159000
092277-3 | Cover for control panel | 028033 |  |  | 1 | 685.50 | 91.75 | 78.75 | 10 | 617.00 | 82.50 | 71.00 |  |  |  |  | 380 | 220 | 100 | 980 |  | 73229000
076531-1 | Fitting, carrying handle |  |  |  | 1 | 98.75 | 13.25 | 11.25 | 10 | 89.00 | 12.00 | 10.25 |  |  |  |  | 0 | 0 | 0 | 1664 |  | 84159000
075314-16 | Cover complete with insulation |  |  |  | 1 | 3726.25 | 498.75 | 427.75 | 10 | 3353.75 | 449.00 | 385.00 |  |  |  |  | 0 | 0 | 0 | 3333 |  | 84159000
091930 | Plug, 8 pin |  |  |  | MSRP price PCS: 1; MSRP price DKK: 253.25; MSRP price EUR: 34.00; MSRP price GBP: 29.00 | 50 | 1 | 3 | 10 |  | 85369010 | DK
796391-1 | Handle, complete |  |  |  | 1 | 489.00 | 65.50 | 56.25 | 10 | 440.00 | 59.00 | 50.75 |  |  |  |  | 720 | 230 | 200 | 1150 | FS 33446 - 796391-1 <br>RAL 1001 - 796391-2 <br>RAL 1014 - 796391-3 <br>RAL 2000 - 796391-4 <br>RAL 6014 - 796391-5 <br>RAL 6031 - 796391-6 | 84159000
524660 | Plug, cover for Binder |  |  |  | MSRP price PCS: 1; MSRP price DKK: 83.25; MSRP price EUR: 11.20; MSRP price GBP: 10.00 | 100 | 100 | 70 | 250 |  | 85369010
077910-6 | Holder, tool bag |  |  |  | 1 | 108.75 | 14.50 | 12.50 | 10 | 98.00 | 13.00 | 11.25 |  |  |  |  | 0 | 0 | 0 | 3333
066591-3 | Filter frame | 043068 |  |  | 1 | 835.50 | 111.75 | 96.00 | 10 | 752.00 | 100.50 | 86.50 |  |  |  |  | 380 | 600 | 40 | 780 | 066591-1 is color BS381C298 - Olive Drap <BR> 066591-2 is color RAL 6014<BR> 066591-3 is color RAL 6031<BR> 066591-4 is color RAL 9003<BR> 066591-5 is color RAL 1019<BR> 066591-6 is color RAL 9010<BR> | 73229000
796040 | Screw, Dtr 7895 |  | 5305-22-126-7541 |  | 1 | 170.75 | 22.75 | 19.50 | 10 | 153.75 | 20.50 | 17.50 |  |  |  |  | 0 | 0 | 0 | 17 |  | 73229000
068071 | Draw out roller for trapdoor MKII |  | 5340-22-623-1215 |  | MSRP price PCS: 1; MSRP price DKK: 821.50; MSRP price EUR: 110.00; MSRP price GBP: 94.25 | 225 | 135 | 30 | 40 |  | 84159000
065517-3 | Plate, hose connection, ø315 mm | 044070 |  |  | 1 | 652.25 | 87.25 | 75.00 | 10 | 587.00 | 78.50 | 67.50 |  |  |  |  | 650 | 385 | 35 | 3333 | RAL 1001 = 065517-1 <br> RAL 1014 = 065517-2 <br>RAL 2000 = 065517-3 <br>RAL 6014 = 065517-4 <br>RAL 6031 = 065517-5 | 84159000
524283 | Cover, contact housing |  |  |  | 1 | 137.25 | 18.50 | 15.75 | 10 | 123.50 | 16.75 | 14.25 |  |  |  |  | 100 | 100 | 70 | 100 |  | 85369010
081343-5 | Base plate | 043076 | 4120-22-611-1810 |  | 1 | 1010.75 | 135.25 | 116.00 | 10 | 909.75 | 121.75 | 104.50 |  |  |  |  | 750 | 630 | 600 | 3333 |  | 84159000
796060 | Fuel hose, filter/flow |  | 4720-22-600-8928 |  | 1 | 428.00 | 57.25 | 49.25 | 10 | 385.25 | 51.50 | 44.25 |  |  |  |  | 0 | 0 | 0 | 100 |  | 73229000
524959 | Rubber plug |  | 5935-22-610-9571 |  | 1 | 82.50 | 11.00 | 9.50 | 10 | 74.25 | 10.00 | 8.50 |  |  |  |  | 0 | 0 | 0 | 64 |  | 85369010
796051 | Tool accessories VA-M15 |  | 5325-22-611-5530 |  | 1 | 573.75 | 76.75 | 65.75 | 10 | 516.50 | 69.00 | 59.25 |  |  |  |  | 0 | 0 | 0 | 50 |  | 73229000
039387-5 | Elkasse AC-M5W (Heatversion) |  |  |  | 1 | 385.00 | 51.50 | 44.25 | 10 | 346.50 | 46.25 | 39.75 |  |  |  |  | 250 | 190 | 140 | 500 |  | 84159000 | DK
040891 | PTFE insulation, single |  |  |  | MSRP price PCS: 1; MSRP price DKK: 365.00; MSRP price EUR: 48.75; MSRP price GBP: 42.00 | 100 | 100 | 10 | 50 |  | 70199000 | DK
530110 | Radial fan At12/12 |  |  |  | MSRP price PCS: 1; MSRP price DKK: 2800.50; MSRP price EUR: 375.00; MSRP price GBP: 321.50 | 560 | 500 | 560 | 15200 |  | 84145935
068573-5 | Panel for Controler for AC-M7 MKII |  |  |  | 1 | 533.00 | 71.25 | 61.25 | 10 | 479.75 | 64.25 | 55.25 |  |  |  |  | 220 | 320 | 50 | 3333 | RAL FS 33446 = 068573-1 <br>RAL 1001 = 068573-2 <br>RAL 1014 = 068573-3 <br>RAL 2000 = 068573-4 <br>RAL 6014 = 068573-5 <br>RAL 6031 = 068573-6 | 84159000
290365 | Contact |  | 5945-22-606-7716 |  | 1 | 656.00 | 87.75 | 75.25 | 10 | 590.50 | 79.00 | 67.75 |  |  |  |  | 195 | 110 | 95 | 280 |  | 84159000 | DK
059837-4 | Suspension support, leg, right | 207890 |  |  | 1 | 658.50 | 88.25 | 75.50 | 10 | 592.75 | 79.50 | 68.00 |  |  |  |  | 170 | 170 | 70 | 330 | 059837-1 is color RAL 1021 <BR> 059837-2 is color RAL 2000<BR> 059837-3 is color RAL 6014<BR> 059837-4 is color RAL 6031<BR> | 84159000
081298-1 | Cover for evaporator, left | 043059 |  |  | 1 | 142.75 | 19.00 | 16.50 | 10 | 128.50 | 17.00 | 14.75 |  |  |  |  | 410 | 40 | 60 | 3333 |  | 84159000
063118-3 | Base plate, complete |  |  |  | 1 | 4645.50 | 622.00 | 533.25 | 10 | 4181.00 | 559.75 | 480.00 |  |  |  |  | 0 | 0 | 0 | 21700 |  | 84159000
066751-2 | Filter support, evaporator |  |  |  | 1 | 942.50 | 126.25 | 108.25 | 10 | 848.25 | 113.75 | 97.50 |  |  |  |  | 780 | 535 | 30 | 550 | FS 33446 = 066751-1 <br>RAL 1001 = 066751-2 <br>RAL 1014 = 066751-3 <br>RAL 2000 = 066751-4 <br>RAL 6014 = 066751-5 <br>RAL 6031 = 066751-6 | 84159000
051959-2 | Electrical Box for 2 kW heat. Kpl. |  |  |  | 1 | 3502.75 | 469.00 | 402.25 | 10 | 3152.50 | 422.00 | 362.00 |  |  |  |  | 350 | 240 | 140 | 1790 |  | 84159000 | DK
068573-3 | Panel for Controler for AC-M7 MKII |  |  |  | 1 | 533.00 | 71.25 | 61.25 | 10 | 479.75 | 64.25 | 55.25 |  |  |  |  | 220 | 320 | 50 | 3333 | RAL FS 33446 = 068573-1 <br>RAL 1001 = 068573-2 <br>RAL 1014 = 068573-3 <br>RAL 2000 = 068573-4 <br>RAL 6014 = 068573-5 <br>RAL 6031 = 068573-6 | 84159000
098881 | Capacitor, 35µF |  | 5910-22-632-1854 |  | MSRP price PCS: 1; MSRP price DKK: 615.00; MSRP price EUR: 82.25; MSRP price GBP: 70.50 | 0 | 0 | 0 | 3333 |  | 84159000
075206 | Thermostat | 513641 | 2910-22-625-4159 |  | 1 | 708.00 | 94.75 | 81.25 | 10 | 637.25 | 85.25 | 73.25 |  |  |  |  | 225 | 135 | 30 | 10 |  | 84159000
081267-6 | Locking device 2 pcs. | 043027 |  |  | 1 | 508.00 | 68.00 | 58.25 | 10 | 457.25 | 61.25 | 52.50 |  |  |  |  | 130 | 220 | 30 | 3333 |  | 84159000
529600 | Instruction label, mounting/testing |  | 9905-22-125-4864 |  | 1 | 5.50 | 0.75 | 0.75 | 10 | 5.00 | 0.75 | 0.75 |  |  |  |  | 0 | 0 | 0 | 2 |  | 48211010
540415 | Accessories for electronic components, cable clamp no. 22, zinc-coated | 077930 |  |  | 1 | 5.50 | 0.75 | 0.75 | 10 | 5.00 | 0.75 | 0.75 |  |  |  |  | 0 | 0 | 0 | 8
603050 | Suction accumulator |  |  |  | MSRP price PCS: 1; MSRP price DKK: 2051.00; MSRP price EUR: 274.50; MSRP price GBP: 235.50 | 450 | 160 | 170 | 6000 |  | 84189910
068894 | Inlet spigot, 160 mm |  |  |  | MSRP price PCS: 1; MSRP price DKK: 504.00; MSRP price EUR: 67.50; MSRP price GBP: 58.00 | 0 | 0 | 0 | 3333 |  | 84159000 | DK
209260-2 | Inner screen, VA-M15 |  |  |  | 1 | 627.50 | 84.00 | 72.00 | 10 | 564.75 | 75.50 | 64.75 |  |  |  |  | 250 | 250 | 110 | 5000 |  | 84159000
075314-11 | Cover complete with insulation |  |  |  | 1 | 3726.25 | 498.75 | 427.75 | 10 | 3353.75 | 449.00 | 385.00 |  |  |  |  | 0 | 0 | 0 | 3333 |  | 84159000
796044 | Bleeder screw, Dtr 7893 |  | 5305-22-126-7537 |  | 1 | 649.25 | 87.00 | 74.50 | 10 | 584.25 | 78.25 | 67.00 |  |  |  |  | 50 | 50 | 50 | 100 |  | 73229000
063140 | EMC seal complete, 2 pcs. |  | 4120-22-620-0311 |  | 1 | 1456.00 | 195.00 | 167.25 | 10 | 1310.50 | 175.50 | 150.50 |  |  |  |  | 280 | 275 | 155 | 30 |  | 84159000
046677-6 | Side cover condenser |  |  |  | 1 | 580.50 | 77.70 | 66.70 | 10 | 522.50 | 70.00 | 60.00 |  |  |  |  | 430 | 60 | 15 | 3333 | FS 33446 - 046677-1 <br>RAL 1001 - 046677-2 <br>RAL 1014 - 046677-3 <br>RAL 2000 - 046677-4 <br>RAL 6014 - 046677-5 <br>RAL 6031 - 046677-6 | 84159000
097633 | Suspension rail |  |  |  | 1 | 999.99 | 999.99 | 999.99 | 50 | 180.00 | 25.25 | 20.50 |  |  |  |  | 0 | 0 | 0 | 392 | 50 pcs. min order | 73269098 | DK
066518-2 | Cover, burner | 078220 |  |  | 1 | 808.00 | 108.25 | 92.75 | 10 | 727.25 | 97.50 | 83.50 |  |  |  |  | 590 | 265 | 60 | 1170 |  | 84159000
076270-6 | Fitting, supporting bracket for boiler, deck |  | 4520-22-126-7350 |  | 1 | 161.00 | 21.50 | 18.50 | 10 | 145.00 | 19.25 | 16.75 |  |  |  |  | 0 | 0 | 0 | 200
032793-1 | Heating unit, 500 W |  |  | OBSOLETE | MSRP price PCS: 1; MSRP price DKK: 0.00; MSRP price EUR: 0.00; MSRP price GBP: 0.00 | 0 | 0 | 0 | 1500 |  | 84159000 | DK
796025 | Motor, Dtr 7606 |  | 6105-22-126-7208 |  | 1 | 2941.50 | 393.75 | 337.75 | 10 | 2647.25 | 354.50 | 304.00 |  |  |  |  | 0 | 0 | 0 | 2750 |  | 73229000
064392-4 | Cabinet for heating unit | 208750 | 5340-22-607-0837 |  | 1 | 3431.00 | 459.25 | 394.00 | 10 | 3088.00 | 413.25 | 354.50 |  |  |  |  | 850 | 650 | 335 | 13500 |  | 73229000
296150-1 | Top plate, complete | 078020 | 5340-22-619-5391 |  | 1 | 2001.75 | 268.00 | 229.75 | 10 | 1801.50 | 241.25 | 206.75 |  |  |  |  | 500 | 450 | 500 | 5000 |  | 73229000 | DK
072382 | Timer/timerelæ, Type 821 TD 10H-UNI | 041649 | 6645-22-625-4137 |  | 1 | 952.00 | 127.50 | 109.25 | 10 | 856.75 | 114.75 | 98.25 |  |  |  |  | 110 | 90 | 60 | 50 |  | 84159000
039557 | Cable set, Electric AC-M5 W for 2 kW Heat |  |  |  | 1 | 721.00 | 96.50 | 82.75 | 10 | 649.00 | 86.75 | 74.50 |  |  |  |  | 250 | 250 | 250 | 500 |  | 85444290 | DK
095212 | Pressure tube | 796035 | 4720-22-126-7209 |  | 1 | 849.25 | 113.75 | 97.50 | 10 | 764.25 | 102.50 | 87.75 |  |  |  |  | 250 | 175 | 10 | 70 |  | 73229000
063113 | Drip tray with drain tube components |  | 9999-22-620-0251 |  | 1 | 1329.25 | 178.00 | 152.50 | 10 | 1196.25 | 160.25 | 137.25 |  |  |  |  | 0 | 0 | 0 | 1900 |  | 84159000
091931 | Plug, AC Power 3 pos. |  |  |  | MSRP price PCS: 1; MSRP price DKK: 96.75; MSRP price EUR: 13.00; MSRP price GBP: 11.25 | 50 | 30 | 10 | 10 |  | 85369010 | DK
454801 | Hex head screw, M5 x 12, Nato green Zn |  | 5305-22-611-4582 |  | 1 | 5.25 | 0.70 | 0.60 | 10 | 4.75 | 0.75 | 0.50 |  |  |  |  | 100 | 100 | 70 | 5 |  | 73181582
088494-2 | Lock with handle, Trapdoor MKII, 2 pcs |  |  |  | 1 | 1035.25 | 138.50 | 118.75 | 10 | 931.75 | 124.75 | 107.00 |  |  |  |  | 0 | 0 | 0 | 3333 |  | 84159000
074593-1 | Cover | 039706 |  |  | 1 | 2534.25 | 339.25 | 291.00 | 10 | 2280.75 | 305.25 | 262.00 |  |  |  |  | 770 | 650 | 430 | 8530 |  | 84159000
213090-1 | Oil supply assembly |  |  |  | MSRP price PCS: 1; MSRP price DKK: 0.00; MSRP price EUR: 0.00; MSRP price GBP: 0.00 | 0 | 0 | 0 | 3333 | Parts avalible as individual parts only. | 84159000
210171-4 | Gable cover plate for air intake, complete, VA-M15 |  |  |  | 1 | 1025.50 | 137.25 | 117.75 | 10 | 923.00 | 123.50 | 106.00 |  |  |  |  | 0 | 0 | 0 | 7694 |  | 84159000
096315 | Hex head screw, M8 x 55, FZB |  |  |  | MSRP price PCS: 1; MSRP price DKK: 8.75; MSRP price EUR: 1.20; MSRP price GBP: 1.00 | 0 | 0 | 0 | 3333 |  | 73181588 | DK
063116-4 | Frontgable, complete |  |  |  | 1 | 3618.50 | 484.50 | 415.50 | 10 | 3256.75 | 436.00 | 374.00 |  |  |  |  | 730 | 620 | 165 | 3840 |  | 84159000
095392 | Allen key 4mm | 540310 | 5120-22-606-4646 |  | 1 | 294.75 | 39.50 | 33.75 | 10 | 265.25 | 35.50 | 30.50 |  |  |  |  | 0 | 0 | 0 | 3333 |  | 73229000
065670 | Connector w / 4 pcs. crimp | 524260 | 5935-22-608-7683 |  | 1 | 314.75 | 42.25 | 36.25 | 10 | 283.25 | 38.00 | 32.75 |  |  |  |  | 225 | 135 | 30 | 10 |  | 84159000
068067 | 2 pc. Bucklet Electric Galv. for trapdoor |  | 5340-22-623-1213 |  | MSRP price PCS: 1; MSRP price DKK: 604.00; MSRP price EUR: 80.75; MSRP price GBP: 69.25 | 0 | 0 | 0 | 190 |  | 84159000 | DK
063115-2 | Grill, internal side |  |  |  | 1 | 689.75 | 92.25 | 79.25 | 10 | 620.75 | 83.00 | 71.25 |  |  |  |  | 0 | 0 | 0 | 500 |  | 84159000
063108-1 | Cover complete with insulation |  |  |  | 1 | 3154.25 | 422.25 | 362.25 | 10 | 2838.75 | 380.00 | 326.00 |  |  |  |  | 844 | 685 | 410 | 7750 |  | 84159000
296150-2 | Top plate, complete | 078020 | 5340-22-619-5391 |  | 1 | 2001.75 | 268.00 | 229.75 | 10 | 1801.50 | 241.25 | 206.75 |  |  |  |  | 500 | 450 | 500 | 5000 |  | 73229000 | DK
074474-4 | Air discharge grille, cpl. | 165298 |  |  | 1 | 2074.50 | 277.75 | 238.25 | 10 | 1867.00 | 250.00 | 214.50 |  |  |  |  | 325 | 225 | 70 | 670 |  | 84159000
039387-9 | Elkasse AC-M5W (Heatversion) |  |  |  | 1 | 385.00 | 51.50 | 44.25 | 10 | 346.50 | 46.25 | 39.75 |  |  |  |  | 250 | 190 | 140 | 500 |  | 84159000 | DK
063310-2 | Leg closure |  |  |  | 1 | 552.50 | 74.00 | 63.50 | 10 | 497.25 | 66.50 | 57.25 |  |  |  |  | 195 | 110 | 95 | 140 | RAL FS 33446 = 063310-1 <br>RAL 1001 = 063310-2 <br>RAL 1014 = 063310-3 <br>RAL 2000 = 063310-4 <br>RAL 6014 = 063310-5 <br>RAL 6031 = 063310-6 <br>RAL 9010 = 063310-7 | 84159000
890011-3 | Cover, air outlet | 208830 |  |  | 1 | 488.25 | 65.25 | 56.00 | 10 | 439.50 | 58.75 | 50.50 |  |  |  |  | 280 | 270 | 55 | 550
293777-3 | Inner screen, complete | 210300 |  |  | 1 | 1629.75 | 218.25 | 187.00 | 10 | 1466.75 | 196.50 | 168.25 |  |  |  |  | 920 | 500 | 50 | 4350 |  | 73229000 | DK
074549-2 | Fan, evaporator AC-M5 W | 530183 | 4140-22-615-5384 |  | 1 | 2725.25 | 364.75 | 313.00 | 10 | 2452.75 | 328.25 | 281.75 |  |  |  |  | 480 | 480 | 480 | 4840 | Use part no. 074549-1 up to and including serial no. 1504101357455 <br> Use part no 074549-2 from serial number 1504101357456 and higher | 84159000 | DK
063137-2 | Control, printed circuit board |  |  |  | 1 | 5082.75 | 680.50 | 583.50 | 10 | 4574.50 | 612.50 | 525.25 |  |  |  |  | 325 | 225 | 70 | 580 |  | 84159000
067907 | Sensor, temperature sensor kit HCV | 062047 |  |  | MSRP price PCS: 1; MSRP price DKK: 264.25; MSRP price EUR: 35.50; MSRP price GBP: 30.50 | 130 | 130 | 20 | 70 |  |  | DK
293750-1 | Cover for flue outlet, complete | 209430,060258 |  |  | 1 | 825.00 | 110.50 | 94.75 | 10 | 742.50 | 99.50 | 85.25 |  |  |  |  | 0 | 0 | 0 | 178 | 293750-1 is color RAL 6014 <BR> 293750-2 is color RAL 6031 <BR> 293750-3 is color RAL 3000 <BR> 293750-4 is color RAL 2000 <BR> 293750-5 is color RAL 1021 <BR> 293750-6 is color RAL 1016 <BR> | 73229000 | DK
063109 | Evaporator coil |  | 4130-22-620-0248 |  | 1 | 2055.75 | 275.25 | 236.00 | 10 | 1850.25 | 247.75 | 212.50 |  |  |  |  | 490 | 410 | 90 | 4000 |  | 84159000
075990 | Fitting, oil filter |  |  |  | 1 | 104.75 | 14.00 | 12.00 | 10 | 94.25 | 12.50 | 10.75 |  |  |  |  | 0 | 0 | 0 | 3333
077910-5 | Holder, tool bag |  |  |  | 1 | 108.75 | 14.50 | 12.50 | 10 | 98.00 | 13.00 | 11.25 |  |  |  |  | 0 | 0 | 0 | 3333
075258-2 | Cpl. Front for trapdoor MKI |  |  |  | MSRP price PCS: 1; MSRP price DKK: 1938.50; MSRP price EUR: 259.50; MSRP price GBP: 222.50 | 780 | 570 | 170 | 5380 |  | 84159000 | DK
081291-5 | Cover, Small | 043049 |  |  | 1 | 135.75 | 18.25 | 15.50 | 10 | 122.25 | 16.50 | 14.00 |  |  |  |  | 210 | 100 | 40 | 3333 |  | 84159000
074693-1 | Front cover, bottom | 078880 |  |  | 1 | 948.25 | 127.00 | 108.75 | 10 | 853.50 | 114.25 | 98.00 |  |  |  |  | 0 | 0 | 0 | 3333 |  | 73229000
796057 | Fuel hose, preheater/burner |  | 4720-22-600-8887 |  | 1 | 438.50 | 58.75 | 50.25 | 10 | 394.75 | 53.00 | 45.25 |  |  |  |  | 100 | 100 | 70 | 250 |  | 73229000
074589-4 | Filter grill, small AC-M5-MKI | 165301 |  |  | 1 | 858.00 | 114.75 | 98.50 | 10 | 772.25 | 103.25 | 88.75 |  |  |  |  | 400 | 380 | 50 | 920 |  | 84159000
063813 | Macrofalt Panel filter, G4 ,Macrofalt, DANX 3/6 AF |  |  |  | MSRP price PCS: 1; MSRP price DKK: 1218.00; MSRP price EUR: 163.00; MSRP price GBP: 140.00 | 600 | 500 | 50 | 13731 |  | 56031110 | DE
059980-1 | Cover kpl. AC-M5 W |  |  |  | 1 | 3453.25 | 462.25 | 396.50 | 10 | 3108.00 | 416.00 | 356.75 |  |  |  |  | 0 | 0 | 0 | 3333 |  | 84159000
796390-2 | Centre plate, complete |  | 4120-22-611-2214 |  | 1 | 990.75 | 132.75 | 113.75 | 10 | 891.75 | 119.50 | 102.50 |  |  |  |  | 800 | 840 | 100 | 2500 | FS 33446 - 796390-1 <br>RAL 1001 - 796390-2 <br>RAL 1014 - 796390-3 <br>RAL 2000 - 796390-4 <br>RAL 6014 - 796390-5 <br>RAL 6031 - 796390-6 | 84159000
081661-3 | Grille for air inlet | 079220 | 5340-22-607-2660 |  | 1 | 585.50 | 78.50 | 67.25 | 10 | 527.00 | 70.75 | 60.50 |  |  |  |  | 560 | 300 | 20 | 300 |  | 73229000
079030 | Screw cap for drum, fuel supply lance, VA-M40 |  | 5305-22-608-6142 |  | 1 | 103.00 | 13.75 | 11.75 | 10 | 92.75 | 12.50 | 10.50 |  |  |  |  | 0 | 0 | 0 | 3333 |  | 84159000
078280 | Holder, boiler bracket, VA-M40 |  | 5340-22-607-2641 |  | 1 | 54.50 | 7.25 | 6.25 | 10 | 49.00 | 6.50 | 5.75 |  |  |  |  | 0 | 0 | 0 | 3333 |  | 73229000
191381-5 | Filter rail AC-M5 |  |  |  | 1 | 210.25 | 28.25 | 24.25 | 10 | 189.25 | 25.50 | 21.75 |  |  |  |  | 900 | 100 | 100 | 1500
796388 | Cable duct, 80mm |  | 5975-22-611-2209 |  | 1 | 384.25 | 51.50 | 44.00 | 10 | 345.75 | 46.25 | 39.50 |  |  |  |  | 100 | 100 | 100 | 100 |  | 84159000
066751-1 | Filter support, evaporator |  |  |  | 1 | 942.50 | 126.25 | 108.25 | 10 | 848.25 | 113.75 | 97.50 |  |  |  |  | 780 | 535 | 30 | 550 | FS 33446 = 066751-1 <br>RAL 1001 = 066751-2 <br>RAL 1014 = 066751-3 <br>RAL 2000 = 066751-4 <br>RAL 6014 = 066751-5 <br>RAL 6031 = 066751-6 | 84159000
051959-1 | Electrical Box for 2 kW heat. Kpl. |  |  |  | 1 | 3502.75 | 469.00 | 402.25 | 10 | 3152.50 | 422.00 | 362.00 |  |  |  |  | 350 | 240 | 140 | 1790 |  | 84159000 | DK
074457-1 | Fan | 081077,,028299 |  |  | 1 | 3111.75 | 416.50 | 357.25 | 10 | 2800.50 | 374.75 | 321.50 |  |  |  |  | 605 | 580 | 340 | 8310 | 074457-1 Fan with adaptor plate. For units produced 1999 until October 2013<BR> 074457-2 Fan for units produced after October 2013<BR> 074457-3 Fan with divider plate RAL 6014 for units produced before 1999<BR> 074457-4 Fan with divider plate RAL 6031 for units produced before 1999 <BR> | 73229000
066590-2 | Bottom cpl. | 028015 |  |  | 1 | 1929.25 | 258.25 | 221.50 | 10 | 1736.25 | 232.50 | 199.25 |  |  |  |  | 0 | 0 | 0 | 3333 |  | 73229000
081270 | Clamping plate |  | 5340-22-611-1704 |  | 1 | 42.00 | 5.75 | 4.75 | 10 | 37.75 | 5.25 | 4.25 |  |  |  |  | 130 | 220 | 20 | 3333 |  | 84159000
096577 | Electric motor, Saia gear/motor for AD 290B |  |  |  | MSRP price PCS: 1; MSRP price DKK: 3026.00; MSRP price EUR: 405.00; MSRP price GBP: 347.50 | 0 | 0 | 0 | 2000 |  | 85011093 | DK
040793 | Toggle switch, on/off, red |  |  |  | MSRP price PCS: 1; MSRP price DKK: 90.00; MSRP price EUR: 12.00; MSRP price GBP: 10.25 | 50 | 50 | 10 | 50 |  | 85365080
040806 | PPS Rotor heat exchanger |  |  |  | MSRP price PCS: 1; MSRP price DKK: 3500.00; MSRP price EUR: 468.50; MSRP price GBP: 401.75 | 400 | 400 | 200 | 3000 |  | 84195020
092277-5 | Cover for control panel | 028033 |  |  | 1 | 685.50 | 91.75 | 78.75 | 10 | 617.00 | 82.50 | 71.00 |  |  |  |  | 380 | 220 | 100 | 980 |  | 73229000
069883-4 | Assembly for Powder coating, Pipe for handle, VA-M15 |  |  |  | 1 | 174.75 | 23.50 | 20.00 | 10 | 157.25 | 21.25 | 18.00 |  |  |  |  | 0 | 0 | 0 | 3333 |  | 84159000
069883-2 | Assembly for Powder coating, Pipe for handle, VA-M15 |  |  |  | 1 | 174.75 | 23.50 | 20.00 | 10 | 157.25 | 21.25 | 18.00 |  |  |  |  | 0 | 0 | 0 | 3333 |  | 84159000
074593-6 | Cover | 039706 |  |  | 1 | 2534.25 | 339.25 | 291.00 | 10 | 2280.75 | 305.25 | 262.00 |  |  |  |  | 770 | 650 | 430 | 8530 |  | 84159000
059980-5 | Cover kpl. AC-M5 W |  |  |  | 1 | 3453.25 | 462.25 | 396.50 | 10 | 3108.00 | 416.00 | 356.75 |  |  |  |  | 0 | 0 | 0 | 3333 |  | 84159000
081279 | Drip tray | 043063 | 9999-22-611-1773 |  | 1 | 743.50 | 99.50 | 85.25 | 10 | 669.25 | 89.50 | 76.75 |  |  |  |  | 480 | 310 | 40 | 3333 |  | 84159000
511430 | Thermostat Ti 16c 8.0-12.0A |  |  |  | MSRP price PCS: 1; MSRP price DKK: 508.25; MSRP price EUR: 68.00; MSRP price GBP: 58.50 | 0 | 0 | 0 | 116 |  | 85364900
796038 | Thermal gasket |  | 5330-22-126-7539 |  | 1 | 31.00 | 4.25 | 3.50 | 10 | 28.00 | 3.75 | 3.25 |  |  |  |  | 50 | 50 | 50 | 100 |  | 70199000
091229-1 | Generator housing | 017852 |  |  | 1 | 747.50 | 100.00 | 85.75 | 10 | 672.75 | 90.00 | 77.25 |  |  |  |  | 630 | 500 | 80 | 2510 |  | 73229000
075314-7 | Cover complete with insulation |  |  |  | 1 | 3726.25 | 498.75 | 427.75 | 10 | 3353.75 | 449.00 | 385.00 |  |  |  |  | 0 | 0 | 0 | 3333 |  | 84159000
091700 | Cable harness, internal |  |  |  | 1 | 1295.00 | 173.25 | 148.75 | 10 | 1165.50 | 156.00 | 134.00 |  |  |  |  | 325 | 225 | 70 | 400 |  | 84158100
796390-4 | Centre plate, complete |  | 4120-22-611-2214 |  | 1 | 990.75 | 132.75 | 113.75 | 10 | 891.75 | 119.50 | 102.50 |  |  |  |  | 800 | 840 | 100 | 2500 | FS 33446 - 796390-1 <br>RAL 1001 - 796390-2 <br>RAL 1014 - 796390-3 <br>RAL 2000 - 796390-4 <br>RAL 6014 - 796390-5 <br>RAL 6031 - 796390-6 | 84159000
064434-2 | Wheel case |  |  |  | 1 | 2810.25 | 376.25 | 322.75 | 10 | 2529.25 | 338.75 | 290.50 |  |  |  |  | 775 | 790 | 150 | 3333 | RAL FS 33446 = 064434-1 <br>RAL 1001 = 064434-2 <br>RAL 1014 = 064434-3 <br>RAL 2000 = 064434-4 <br>RAL 6014 = 064434-5 <br>RAL 6031 = 064434-6 <br>RAL 9010 = 064434-7 | 84159000
062989-6 | Foot board Ral 6014 |  |  |  | 1 | 348.50 | 46.75 | 40.00 | 10 | 313.75 | 42.00 | 36.00 |  |  |  |  | 280 | 275 | 155 | 480 | RAL FS 33446 = 062989-1 <br>RAL 1001 = 062989-2 <br>RAL 1014 = 062989-3 <br>RAL 2000 = 062989-4 <br>RAL 6014 = 062989-5 <br>RAL 6031 = 062989-6 | 84159000
560141 | Thermal gasket for burner flange |  | 5330-22-126-7203 |  | 1 | 70.00 | 9.25 | 8.00 | 10 | 63.00 | 8.25 | 7.25 |  |  |  |  | 0 | 0 | 0 | 200 |  | 70199000
063121-2 | Condenser coil |  |  |  | 1 | 3899.75 | 522.00 | 447.75 | 10 | 3509.75 | 469.75 | 403.00 |  |  |  |  | 740 | 620 | 165 | 4900 |  | 84159000
074593-2 | Cover | 039706 |  |  | 1 | 2534.25 | 339.25 | 291.00 | 10 | 2280.75 | 305.25 | 262.00 |  |  |  |  | 770 | 650 | 430 | 8530 |  | 84159000
040816 | Capacitor, for fan, fan, 6 µF |  |  |  | MSRP price PCS: 1; MSRP price DKK: 560.00; MSRP price EUR: 75.00; MSRP price GBP: 64.25 | 30 | 10 | 10 | 50 |  | 85322200
501870 | Oil nozzle 0,85 Usgallon 60gr. S |  | 4530-22-125-1426 |  | MSRP price PCS: 1; MSRP price DKK: 173.04; MSRP price EUR: 23.16; MSRP price GBP: 19.87 | 0 | 0 | 0 | 32 |  | 73229000
560251 | Glass, 501032 Neoceram N-0, 32 x 32 x 5mm |  | 9340-22-123-2118 |  | 1 | 43.25 | 5.75 | 5.00 | 10 | 39.00 | 5.25 | 4.50 |  |  |  |  | 0 | 0 | 0 | 10 |  | 73229000
209260-4 | Inner screen, VA-M15 |  |  |  | 1 | 627.50 | 84.00 | 72.00 | 10 | 564.75 | 75.50 | 64.75 |  |  |  |  | 250 | 250 | 110 | 5000 |  | 84159000
031684-1 | Sealing plate, fuel supply lance |  |  |  | 1 | 188.00 | 25.25 | 21.50 | 10 | 169.25 | 22.75 | 19.25 |  |  |  |  | 120 | 75 | 20 | 25 |  | 84159000 | DK
060262-4 | Support for Jerrycan | 891115 |  |  | 1 | 545.75 | 73.00 | 62.75 | 10 | 491.25 | 65.75 | 56.50 |  |  |  |  | 225 | 135 | 30 | 100 |  | 84159000
796061 | Fuel hose, flow/preheater |  | 4720-22-600-8932 |  | 1 | 535.50 | 71.75 | 61.50 | 10 | 482.00 | 64.50 | 55.25 |  |  |  |  | 0 | 0 | 0 | 500 |  | 73229000
544331 | Hose nipple, bend 6x1/4" |  | 4720-22-127-0103 |  | 1 | 108.00 | 14.50 | 12.50 | 10 | 97.25 | 13.00 | 11.25 |  |  |  |  | 0 | 0 | 0 | 32 |  | 73229000
066591-4 | Filter frame | 043068 |  |  | 1 | 835.50 | 111.75 | 96.00 | 10 | 752.00 | 100.50 | 86.50 |  |  |  |  | 380 | 600 | 40 | 780 | 066591-1 is color BS381C298 - Olive Drap <BR> 066591-2 is color RAL 6014<BR> 066591-3 is color RAL 6031<BR> 066591-4 is color RAL 9003<BR> 066591-5 is color RAL 1019<BR> 066591-6 is color RAL 9010<BR> | 73229000
524730 | Plug, insert socket, male, Mfg. Ilme, type no. Ckm-03 |  |  |  | 1 | 190.25 | 25.50 | 21.75 | 10 | 171.25 | 23.00 | 19.50 |  |  |  |  | 100 | 100 | 70 | 350 |  | 85369010
075314-12 | Cover complete with insulation |  |  |  | 1 | 3726.25 | 498.75 | 427.75 | 10 | 3353.75 | 449.00 | 385.00 |  |  |  |  | 0 | 0 | 0 | 3333 |  | 84159000
064415-3 | Bracket lock pin 2 pcs. |  |  |  | 1 | 709.00 | 95.00 | 81.50 | 10 | 638.00 | 85.50 | 73.25 |  |  |  |  | 195 | 110 | 95 | 170 |  | 84159000
890011-4 | Cover, air outlet | 208830 |  |  | 1 | 488.25 | 65.25 | 56.00 | 10 | 439.50 | 58.75 | 50.50 |  |  |  |  | 280 | 270 | 55 | 550
796047 | Adjusting device, Dtr 7583 |  | 4820-22-126-7549 |  | 1 | 363.00 | 48.50 | 41.75 | 10 | 326.75 | 43.75 | 37.50 |  |  |  |  | 100 | 100 | 70 | 250 |  | 73229000
063133 | Capacitor, 2,5µF | 531793 | 5910-22-620-0277 |  | 1 | 128.25 | 17.25 | 14.75 | 10 | 115.50 | 15.50 | 13.25 |  |  |  |  | 150 | 105 | 70 | 60 |  | 84159000
081298-4 | Cover for evaporator, left | 043059 |  |  | 1 | 142.75 | 19.00 | 16.50 | 10 | 128.50 | 17.00 | 14.75 |  |  |  |  | 410 | 40 | 60 | 3333 |  | 84159000
081267-4 | Locking device 2 pcs. | 043027 |  |  | 1 | 508.00 | 68.00 | 58.25 | 10 | 457.25 | 61.25 | 52.50 |  |  |  |  | 130 | 220 | 30 | 3333 |  | 84159000
062989-3 | Foot board Ral 6014 |  |  |  | 1 | 348.50 | 46.75 | 40.00 | 10 | 313.75 | 42.00 | 36.00 |  |  |  |  | 280 | 275 | 155 | 480 | RAL FS 33446 = 062989-1 <br>RAL 1001 = 062989-2 <br>RAL 1014 = 062989-3 <br>RAL 2000 = 062989-4 <br>RAL 6014 = 062989-5 <br>RAL 6031 = 062989-6 | 84159000
061944-4 | Generator housing | 208390 |  |  | 1 | 717.50 | 96.00 | 82.50 | 10 | 645.75 | 86.50 | 74.25 |  |  |  |  | 0 | 0 | 0 | 3333 |  | 73229000
098491 | Front label, control box |  | 7690-22-631-9569 |  | 1 | 1355.00 | 181.50 | 155.50 | 10 | 1219.50 | 163.25 | 140.00 |  |  |  |  | 0 | 0 | 0 | 3333 |  | 84158100
796028 | Thermal gasket, gasket |  | 5330-22-126-7545 |  | 1 | 31.00 | 4.25 | 3.50 | 10 | 28.00 | 3.75 | 3.25 |  |  |  |  | 0 | 0 | 0 | 1 |  | 70199000
524290 | Plug, housing for mains plug, type no. Ckf-03 |  |  |  | 1 | 79.75 | 10.75 | 9.25 | 10 | 71.75 | 9.75 | 8.25 |  |  |  |  | 100 | 100 | 70 | 35 |  | 85369010
063134 | Front label, cable entry, switches, potentiometer |  | 5975-22-620-0278 |  | 1 | 1120.00 | 150.00 | 128.50 | 10 | 1008.00 | 135.00 | 115.75 |  |  |  |  | 0 | 0 | 0 | 300 |  | 84159000
081375-5 | Control panel plate (Heat version) | 039405 |  |  | 1 | 481.25 | 64.50 | 55.25 | 10 | 433.25 | 58.00 | 49.75 |  |  |  |  | 225 | 135 | 30 | 120 |  | 84159000
570023 | Water heating coil, 3rr DanX 12/24 |  |  |  | MSRP price PCS: 1; MSRP price DKK: 15404.75; MSRP price EUR: 2062.25; MSRP price GBP: 1768.75 | 0 | 0 | 0 | 90500 | All DanX units are bespoke. To ensure 100% compatibility, please send unit serial or project number from type label to danx@dantherm.com with your compatabillity request. | 84195020
068573-1 | Panel for Controler for AC-M7 MKII |  |  |  | 1 | 533.00 | 71.25 | 61.25 | 10 | 479.75 | 64.25 | 55.25 |  |  |  |  | 220 | 320 | 50 | 3333 | RAL FS 33446 = 068573-1 <br>RAL 1001 = 068573-2 <br>RAL 1014 = 068573-3 <br>RAL 2000 = 068573-4 <br>RAL 6014 = 068573-5 <br>RAL 6031 = 068573-6 | 84159000
063117 | Filter, 5 pcs. |  |  |  | 1 | 137.00 | 18.25 | 15.75 | 10 | 123.25 | 16.50 | 14.25 |  |  |  |  | 410 | 135 | 275 | 740 |  | 84159000
081283-3 | Cover Big | 043048 |  |  | 1 | 674.00 | 90.25 | 77.50 | 10 | 606.50 | 81.25 | 69.75 |  |  |  |  | 210 | 170 | 30 | 3333 |  | 84159000
060262-5 | Support for Jerrycan | 891115 |  |  | 1 | 545.75 | 73.00 | 62.75 | 10 | 491.25 | 65.75 | 56.50 |  |  |  |  | 225 | 135 | 30 | 100 |  | 84159000
796005 | Fan wheel, Dtr 7476 |  | 4520-15-163-0570 |  | 1 | 856.00 | 114.50 | 98.25 | 10 | 770.50 | 103.00 | 88.50 |  |  |  |  | 0 | 0 | 0 | 314 |  | 73229000
036635 | Condenser VAM 15/40 MK II US |  |  |  | 1 | 709.75 | 95.00 | 81.50 | 10 | 638.75 | 85.50 | 73.25 |  |  |  |  | 0 | 0 | 0 | 3333 |  | 73229000
063130-4 | Control box, complete (with wires) |  |  |  | 1 | 5682.75 | 760.75 | 652.50 | 10 | 5114.50 | 684.75 | 587.25 |  |  |  |  | 350 | 240 | 135 | 2100 |  | 84159000
081361 | Room Thermostat | 513309 | 5930-12-368-2065 |  | 1 | 704.00 | 94.25 | 80.75 | 10 | 633.50 | 84.75 | 72.75 |  |  |  |  | 150 | 105 | 70 | 80 |  | 84159000
602240 | Valve 1-3/4" - 7/8" |  |  |  | MSRP price PCS: 1; MSRP price DKK: 468.50; MSRP price EUR: 62.75; MSRP price GBP: 53.75 | 0 | 0 | 0 | 600 |  | 90329000
086002 | Filter 10pcs. | 540860 | 2910-22-257-4025 |  | 1 | 702.25 | 94.00 | 80.75 | 10 | 632.00 | 84.50 | 72.75 |  |  |  |  | 225 | 135 | 300 | 20 |  | 73229000
078340 | Diffuser |  | 4520-22-603-1446 |  | 1 | 128.00 | 17.25 | 14.75 | 10 | 115.25 | 15.50 | 13.25 |  |  |  |  | 0 | 0 | 0 | 350 |  | 73229000
293831-4 | Guard, complete, VAM 15 | 076910 | 4730-22-126-7324 |  | 1 | 1116.50 | 149.50 | 128.25 | 10 | 1004.75 | 134.50 | 115.50 |  |  |  |  | 1320 | 500 | 240 | 6180 | 293831-1 is color RAL 1016 <BR> 293831-2 is color RAL 3000 <BR> 293831-3 is color RAL 6014 <BR> 293831-4 is color RAL 6031 <BR> | 73229000 | DK
063127 | Compressor |  | 4130-22-620-0271 |  | 1 | 5561.50 | 744.50 | 638.50 | 10 | 5005.25 | 670.00 | 574.75 |  |  |  |  | 0 | 0 | 0 | 26000 |  | 84159000
040812 | PPS Rotor heat exchanger |  |  |  | MSRP price PCS: 1; MSRP price DKK: 5844.00; MSRP price EUR: 782.25; MSRP price GBP: 671.00 | 300 | 300 | 200 | 2000 |  | 84159000
544160 | Tube plug 1/4" |  | 5310-22-124-5075 |  | 1 | 154.75 | 20.75 | 17.75 | 10 | 139.25 | 18.75 | 16.00 |  |  |  |  | 0 | 0 | 0 | 13 |  | 73229000
095387 | Pipe wrench | 540210 | 5120-22-611-5303 |  | 1 | 342.25 | 45.75 | 39.25 | 10 | 308.00 | 41.25 | 35.25 |  |  |  |  | 225 | 135 | 30 | 110 |  | 73229000
062987-2 | Flashing, flue gas outlet | 078310 |  |  | 1 | 272.00 | 36.50 | 31.25 | 10 | 244.75 | 32.75 | 28.25 |  |  |  |  | 0 | 0 | 0 | 3333 |  | 73229000
053239 | Vibration damper, compressor |  |  |  | MSRP price PCS: 1; MSRP price DKK: 18.75; MSRP price EUR: 2.50; MSRP price GBP: 2.15 | 0 | 0 | 0 | 3333 |  | 84149000 | CN
063130-2 | Control box, complete (with wires) |  |  |  | 1 | 5682.75 | 760.75 | 652.50 | 10 | 5114.50 | 684.75 | 587.25 |  |  |  |  | 350 | 240 | 135 | 2100 |  | 84159000
063114-7 | Handle, set with 2 pcs. |  |  |  | 1 | 374.00 | 50.00 | 43.00 | 10 | 336.50 | 45.00 | 38.75 |  |  |  |  | 0 | 0 | 0 | 300 |  | 84159000
081283-4 | Cover Big | 043048 |  |  | 1 | 674.00 | 90.25 | 77.50 | 10 | 606.50 | 81.25 | 69.75 |  |  |  |  | 210 | 170 | 30 | 3333 |  | 84159000
039387-6 | Elkasse AC-M5W (Heatversion) |  |  |  | 1 | 385.00 | 51.50 | 44.25 | 10 | 346.50 | 46.25 | 39.75 |  |  |  |  | 250 | 190 | 140 | 500 |  | 84159000 | DK
572959 | Bag filter, M5 - 592 x 892 x 600-06-25 - steel frame - glass fiber |  |  |  | MSRP price PCS: 1; MSRP price DKK: 845.75; MSRP price EUR: 113.22; MSRP price GBP: 97.10 | 592 | 892 | 600 | 9000 | All DanX units are bespoke. To ensure 100% compatibility, please send unit serial or project number from type label to danx@dantherm.com with your compatabillity request. | 84213925
293828 | Motor-fan complete |  |  |  | MSRP price PCS: 1; MSRP price DKK: 12741.00; MSRP price EUR: 1705.75; MSRP price GBP: 1462.75 | 0 | 0 | 0 | 26000 | with bracket and cables | 84159000 | DK
602114 | Reciprocating compressor, MTZ64-4VI, 3 x 400 V/50 Hz, R407c |  |  |  | MSRP price PCS: 1; MSRP price DKK: 10757.00; MSRP price EUR: 1440.00; MSRP price GBP: 1235.00 | 0 | 0 | 0 | 40000 |  | 84143081
077340-1 | Base plate, for fork lift truck runners |  |  |  | 1 | 636.75 | 85.25 | 73.00 | 10 | 573.00 | 76.75 | 65.75 |  |  |  |  | 0 | 0 | 0 | 3333
068061-3 | 1 set Horn for Trapdoor MKII |  |  |  | MSRP price PCS: 1; MSRP price DKK: 1261.75; MSRP price EUR: 169.00; MSRP price GBP: 144.75 | 730 | 150 | 100 | 4080 |  | 84159000 | DK
074689 | Grill for filter frame, evaporator AC-M5-MKI | 043070 | 5340-22-611-1806 |  | 1 | 619.75 | 83.00 | 71.25 | 10 | 557.75 | 74.75 | 64.25 |  |  |  |  | 370 | 370 | 20 | 280 |  | 84159000
098489 | Rubber grommet set (LTK) |  | 5365-22-631-9567 |  | 1 | 279.00 | 37.25 | 32.00 | 10 | 251.00 | 33.50 | 28.75 |  |  |  |  | 0 | 0 | 0 | 3333 |  | 84158100
081353-3 | Control panel plate | 043036 |  |  | 1 | 90.00 | 12.00 | 10.25 | 10 | 81.00 | 10.75 | 9.25 |  |  |  |  | 225 | 135 | 30 | 110 | 081353-1 is color BS381C298 <BR> 081353-2 is color RAL 1019 <BR> 081353-3 is color RAL 6014 <BR> 081353-4 is color RAL 6031 <BR> 081353-5 is color RAL 9003 <BR> | 84159000
068105 | axel for wheel | 019485 | 3040-22-610-9660 |  | 1 | 600.00 | 80.25 | 69.00 | 10 | 600.00 | 80.25 | 69.00 |  |  |  |  | 255 | 85 | 75 | 560 |  | 84159000
095400 | Tool accessory VA-M40 | 796066 | 5325-22-611-5531 |  | 1 | 345.50 | 46.25 | 39.75 | 10 | 311.00 | 41.75 | 35.75 |  |  |  |  | 0 | 0 | 0 | 3333 |  | 73229000
086308-4 | Bracket, absorber, 4 pcs |  |  |  | 1 | 534.75 | 71.50 | 61.50 | 10 | 481.25 | 64.25 | 55.25 |  |  |  |  | 320 | 220 | 50 | 3333 |  | 73229000
081355 | Control lamp, Green 5 pcs. | 513900 | 6210-99-396-0574 |  | 1 | 541.75 | 72.50 | 62.25 | 10 | 487.50 | 65.25 | 56.00 |  |  |  |  | 150 | 105 | 70 | 30 |  | 84159000
098017 | Fan speed Controller with Plug |  | 6685-22-631-7402 |  | 1 | 1700.00 | 227.50 | 195.25 | 10 | 1530.00 | 204.75 | 175.75 |  |  |  |  | 0 | 0 | 0 | 3333 |  | 84159000
604020 | Expansion valve |  |  |  | MSRP price PCS: 1; MSRP price DKK: 737.00; MSRP price EUR: 98.75; MSRP price GBP: 84.75 | 100 | 100 | 70 | 150 | All DanX units are bespoke. To ensure 100% compatibility, please send unit serial or project number from type label to danx@dantherm.com with your compatabillity request. | 84159000
522972 | Bag filter, M5 - DTX 4000 |  |  |  | MSRP price PCS: 1; MSRP price DKK: 637.50; MSRP price EUR: 85.34; MSRP price GBP: 73.19 | 0 | 0 | 0 | 2000 |  | 84213925
971145 | Maintenance manual, VA-M40 MKII (EN) |  | 7610-22-611-9730 |  | 1 | 87.75 | 11.75 | 10.00 | 10 | 79.00 | 10.50 | 9.00 |  |  |  |  | 0 | 0 | 0 | 30 |  | 49019900 | DK
076532-3 | Rear cover plate, for handle |  |  |  | 1 | 71.75 | 9.50 | 8.25 | 10 | 64.50 | 8.50 | 7.50 |  |  |  |  | 0 | 0 | 0 | 105 |  | 73269098
063116-3 | Frontgable, complete |  |  |  | 1 | 3618.50 | 484.50 | 415.50 | 10 | 3256.75 | 436.00 | 374.00 |  |  |  |  | 730 | 620 | 165 | 3840 |  | 84159000
081283-6 | Cover Big | 043048 |  |  | 1 | 674.00 | 90.25 | 77.50 | 10 | 606.50 | 81.25 | 69.75 |  |  |  |  | 210 | 170 | 30 | 3333 |  | 84159000
081503 | Transformer |  | 6120-22-625-4537 |  | MSRP price PCS: 1; MSRP price DKK: 3570.00; MSRP price EUR: 478.00; MSRP price GBP: 410.00 | 0 | 0 | 0 | 5000 |  | 84159000
796017 | Cable with plug, DTR 7890 |  | 6115-22-126-7534 |  | 1 | 187.25 | 25.00 | 21.50 | 10 | 168.50 | 22.50 | 19.25 |  |  |  |  | 0 | 0 | 0 | 50 |  | 73229000
086066 | Flange for burner VA-M |  | 4730-22-627-8775 |  | 1 | 866.00 | 116.00 | 99.50 | 10 | 779.50 | 104.50 | 89.50 |  |  |  |  | 250 | 175 | 100 | 1356 |  | 73229000
086308-1 | Bracket, absorber, 4 pcs |  |  |  | 1 | 534.75 | 71.50 | 61.50 | 10 | 481.25 | 64.25 | 55.25 |  |  |  |  | 320 | 220 | 50 | 3333 |  | 73229000
081377 | By-pass filter AC-M5 | 191377 | 4130-22-625-4145 |  | MSRP price PCS: 1; MSRP price DKK: 88.50; MSRP price EUR: 12.00; MSRP price GBP: 10.25 | 350 | 245 | 35 | 10 |  | 84159000
068063 | 2 pc. Handwheel w/ wire for trapdoor |  | 5340-22-623-1211 |  | MSRP price PCS: 1; MSRP price DKK: 585.25; MSRP price EUR: 78.25; MSRP price GBP: 67.25 | 350 | 245 | 35 | 90 |  | 84159000 | DK
572962 | Bag filter, M5 - 287 x 892 x 600-03-25 - steel frame - glass fiber |  |  |  | MSRP price PCS: 1; MSRP price DKK: 569.50; MSRP price EUR: 76.24; MSRP price GBP: 65.38 | 287 | 892 | 600 | 9000 | All DanX units are bespoke. To ensure 100% compatibility, please send unit serial or project number from type label to danx@dantherm.com with your compatabillity request. | 84213925
560200 | Gasket, service opening |  | 5330-22-125-7753 |  | 1 | 85.75 | 11.50 | 9.75 | 10 | 77.25 | 10.25 | 8.75 |  |  |  |  | 0 | 0 | 0 | 20 |  | 70199000
293777-4 | Inner screen, complete | 210300 |  |  | 1 | 1629.75 | 218.25 | 187.00 | 10 | 1466.75 | 196.50 | 168.25 |  |  |  |  | 920 | 500 | 50 | 4350 |  | 73229000 | DK
063120 | Fan |  | 4140-22-620-0263 |  | 1 | 1700.75 | 227.75 | 195.25 | 10 | 1530.75 | 205.00 | 175.75 |  |  |  |  | 580 | 385 | 110 | 3000 |  | 84159000
081482 | Rubber and silicone profile, Ø6mm |  |  |  | MSRP price PCS: 1; MSRP price DKK: 43.75; MSRP price EUR: 6.00; MSRP price GBP: 5.25 | 0 | 0 | 0 | 3333 |  | 40069000 | DK
528111 | Plastic label, plate, fuel VA-M (EN) |  | 9905-22-619-5406 |  | 1 | 115.50 | 15.50 | 13.25 | 10 | 104.00 | 14.00 | 12.00 |  |  |  |  | 1 | 1 | 1 | 1 |  | 48211010
061944-3 | Generator housing | 208390 |  |  | 1 | 717.50 | 96.00 | 82.50 | 10 | 645.75 | 86.50 | 74.25 |  |  |  |  | 0 | 0 | 0 | 3333 |  | 73229000
293750-3 | Cover for flue outlet, complete | 209430,060258 |  |  | 1 | 825.00 | 110.50 | 94.75 | 10 | 742.50 | 99.50 | 85.25 |  |  |  |  | 0 | 0 | 0 | 178 | 293750-1 is color RAL 6014 <BR> 293750-2 is color RAL 6031 <BR> 293750-3 is color RAL 3000 <BR> 293750-4 is color RAL 2000 <BR> 293750-5 is color RAL 1021 <BR> 293750-6 is color RAL 1016 <BR> | 73229000 | DK
076992 | Contactor |  | 5945-22-624-7839 |  | 1 | 678.75 | 90.75 | 78.00 | 10 | 611.00 | 81.75 | 70.25 |  |  |  |  | 0 | 0 | 0 | 400 |  | 84159000
074723-4 | Filter frame, evaporator AC-M5-MKI | 043071 | 5340-22-611-1807 |  | 1 | 492.00 | 66.00 | 56.50 | 10 | 442.75 | 59.50 | 50.75 |  |  |  |  | 370 | 390 | 30 | 590 |  | 84159000
074586-1 | Filter grill, big AC-M5-MKI | 074586 |  |  | 1 | 972.75 | 130.25 | 111.75 | 10 | 875.50 | 117.25 | 100.50 |  |  |  |  | 600 | 390 | 50 | 1280 |  | 84159000
064727-3 | Handle 2 pc. | 043015 |  |  | 1 | 521.00 | 69.75 | 59.75 | 10 | 469.00 | 62.75 | 53.75 |  |  |  |  | 195 | 110 | 95 | 260 |  | 84159000
040809 | Heater Element, PTC, 15/22 IS |  |  |  | MSRP price PCS: 1; MSRP price DKK: 1665.25; MSRP price EUR: 223.00; MSRP price GBP: 191.25 | 20 | 20 | 20 | 1 |  | 85168080
093786 | Radial fan, DDM 7/9 E6G3304 1F 4P +FL+SCT | 531560 |  |  | 1 | 4010.75 | 537.00 | 460.50 | 10 | 3609.75 | 483.25 | 414.50 |  |  |  |  | 0 | 0 | 0 | 12600 |  | 84145935 | DK
081353-4 | Control panel plate | 043036 |  |  | 1 | 90.00 | 12.00 | 10.25 | 10 | 81.00 | 10.75 | 9.25 |  |  |  |  | 225 | 135 | 30 | 110 | 081353-1 is color BS381C298 <BR> 081353-2 is color RAL 1019 <BR> 081353-3 is color RAL 6014 <BR> 081353-4 is color RAL 6031 <BR> 081353-5 is color RAL 9003 <BR> | 84159000
039387-1 | Elkasse AC-M5W (Heatversion) |  |  |  | 1 | 385.00 | 51.50 | 44.25 | 10 | 346.50 | 46.25 | 39.75 |  |  |  |  | 250 | 190 | 140 | 500 |  | 84159000 | DK
059924-2 | Frontdoor, complete | 213060 |  |  | 1 | 920.00 | 123.25 | 105.50 | 10 | 828.00 | 111.00 | 95.00 |  |  |  |  | 480 | 390 | 60 | 1510 |  | 84159000
051589-3 | Chimney, 2-part, complete | 208910,206840,086299,192536,192539,206841,565920,192543,893110,210990,086301,563970 |  |  | 1 | 3740.50 | 500.75 | 429.50 | 10 | 3366.50 | 450.75 | 386.50 |  |  |  |  | 820 | 490 | 150 | 6070 | 051589-1 is color RAL 6014 <BR> 051589-2 is color RAL 6031 <BR> 051589-3 is color RAL 3000 <BR> 051589-4 is color RAL 1016 <BR> 051589-5 is color RAL 1001 <BR> | 73229000
075314-5 | Cover complete with insulation |  |  |  | 1 | 3726.25 | 498.75 | 427.75 | 10 | 3353.75 | 449.00 | 385.00 |  |  |  |  | 0 | 0 | 0 | 3333 |  | 84159000
543900 | Tank bung. cpl. |  | 4930-22-608-6140 |  | 1 | 150.25 | 20.25 | 17.25 | 10 | 135.25 | 18.25 | 15.50 |  |  |  |  | 100 | 100 | 50 | 500 |  | 74122000
293750-5 | Cover for flue outlet, complete | 209430,060258 |  |  | 1 | 825.00 | 110.50 | 94.75 | 10 | 742.50 | 99.50 | 85.25 |  |  |  |  | 0 | 0 | 0 | 178 | 293750-1 is color RAL 6014 <BR> 293750-2 is color RAL 6031 <BR> 293750-3 is color RAL 3000 <BR> 293750-4 is color RAL 2000 <BR> 293750-5 is color RAL 1021 <BR> 293750-6 is color RAL 1016 <BR> | 73229000 | DK
296152-2 | compl. Handle for VA-M15 4 pcs |  |  |  | 1 | 615.25 | 82.25 | 70.75 | 10 | 553.75 | 74.00 | 63.75 |  |  |  |  | 290 | 175 | 85 | 800 |  | 73229000 | DK
064415-1 | Bracket lock pin 2 pcs. |  |  |  | 1 | 709.00 | 95.00 | 81.50 | 10 | 638.00 | 85.50 | 73.25 |  |  |  |  | 195 | 110 | 95 | 170 |  | 84159000
074693-2 | Front cover, bottom | 078880 |  |  | 1 | 948.25 | 127.00 | 108.75 | 10 | 853.50 | 114.25 | 98.00 |  |  |  |  | 0 | 0 | 0 | 3333 |  | 73229000
476145 | Washer, M12, ø13 x 24 x 2.5mm, FZB |  | 5310-33-154-8825 |  | 1 | 5.00 | 0.75 | 0.50 | 10 | 4.50 | 0.75 | 0.50 |  |  |  |  | 13 | 24 | 2 | 0 |  | 73182200
068591-4 | Tubular handle right, VA-M15 | 210260 |  |  | 1 | 1399.75 | 187.50 | 160.75 | 10 | 1259.75 | 168.75 | 144.75 |  |  |  |  | 1430 | 500 | 150 | 2300 |  | 84159000
098488-1 | Socket, complete (LTK) |  | 1670-22-631-9566 |  | 1 | 4509.00 | 603.50 | 517.75 | 10 | 4058.00 | 543.25 | 466.00 |  |  |  |  | 0 | 0 | 0 | 3333 |  | 84158100
040802 | Drive belt |  |  |  | MSRP price PCS: 1; MSRP price DKK: 533.00; MSRP price EUR: 71.25; MSRP price GBP: 61.25 | 200 | 200 | 20 | 500 |  | 40103200
068659-2 | Hatch for controller (std) |  |  |  | 1 | 1090.00 | 146.00 | 125.25 | 10 | 981.00 | 131.50 | 112.75 |  |  |  |  | 450 | 400 | 60 | 1400 | 068659-1 is color FS 33446,heat,softstarter <BR> 068659-2 is color FS 33446,heat <BR> 068659-3 is color FS 33446,softstarter <BR> 068659-4 is color FS 33446 standard <BR> 068659-5 is color RAL 6014,heat,softstarter <BR> 068659-6 is color RAL 6014,heat <BR> 068659-7 is color RAL 6014,softstarter <BR> 068659-8 is color RAL 6014 standard <BR> | 84159000 | DK
068557-1 | Condenser front grill |  |  |  | 1 | 1025.25 | 137.25 | 117.75 | 10 | 922.75 | 123.50 | 106.00 |  |  |  |  | 3000 | 200 | 100 | 1300 | 068557-1 is color FS 33446<BR> 068557-2 is color RAL 6014<BR> | 84159000 | DK
572935 | Bag filter, EU7, 490 x 592 x 520-5-25 |  |  |  | MSRP price PCS: 1; MSRP price DKK: 620.50; MSRP price EUR: 83.07; MSRP price GBP: 71.24 | 490 | 592 | 52 | 2000 | <p>All DanX units are bespoke.<br /> To ensure 100% compatibility, please send unit serial or project number from&nbsp; type label to&nbsp;<a href="mailto:danx@dantherm.com">danx@dantherm.com</a>&nbsp;with your compatabillity request.&nbsp;</p> <p>All DanX units are bespoke.<br /> To ensure 100% compatibility, please send unit serial or project number from&nbsp; type label to&nbsp;<a href="mailto:danx@dantherm.com">danx@dantherm.com</a>&nbsp;with your compatabillity request.&nbsp;</p> | 84213925
098923 | Nut, M6, brass |  | 5310-22-632-4416 |  | 1 | 451.00 | 61.50 | 52.00 | 10 | 406.00 | 55.25 | 46.75 |  |  |  |  | 110 | 90 | 60 | 500 | 1 pcs contains 100 pcs | 84159000
032862-1 | Control box SV. DLO |  |  |  | 1 | 503.50 | 67.50 | 57.80 | 10 | 453.25 | 60.75 | 52.00 |  |  |  |  | 500 | 250 | 150 | 1500 | RAL 6014 - 032862-1 <br>RAL 6031 - 032862-2 | 84159000 | DK
081586-1 | Fan bridge for compressor |  | 4120-22-611-1279 |  | 1 | 582.50 | 78.00 | 67.00 | 10 | 524.25 | 70.25 | 60.25 |  |  |  |  | 710 | 343 | 35 | 3333 | FS 33446 - 081586-1 <br>RAL 1001 - 081586-2 <br>RAL 1014 - 081586-3 <br>RAL 2000 - 081586-4 <br>RAL 6014 - 081586-5 <br>RAL 6031 - 081586-6 | 84159000
081587-2 | Bottumplate |  |  |  | 1 | 994.50 | 133.25 | 114.25 | 10 | 895.00 | 120.00 | 102.75 |  |  |  |  | 800 | 760 | 40 | 3333 | FS 33446 - 081587-1 <br>RAL 1001 - 081587-2 <br>RAL 1014 - 081587-3 <br>RAL 2000 - 081587-4 <br>RAL 6014 - 081587-5 <br>RAL 6031- 081587-6 | 84159000
068613-3 | Hose lock fixed part |  |  |  | 1 | 802.50 | 107.50 | 82.25 | 10 | 722.25 | 96.75 | 83.00 |  |  |  |  | 400 | 200 | 50 | 500 | 068613-1 is color FS 33446<BR> 068613-2 is color RAL 1001<BR> 068613-3 is color RAL 1014<BR> 068613-4 is color RAL 2000<BR> 068613-5 is color RAL 6014<BR> 068613-6 is color RAL 6031<BR> | 84159000 | DK
062295-2 | Controller PCB |  |  |  | MSRP price PCS: 1; MSRP price DKK: 1070.00; MSRP price EUR: 143.50; MSRP price GBP: 123.00 | 195 | 110 | 95 | 160 |  | 84159000
086788 | Suspension fitting |  |  |  | 1 | 270.00 | 36.25 | 31.00 | 10 | 243.00 | 32.50 | 28.00 |  |  |  |  | 505 | 77 | 40 | 998 |  | 73269098
051490 | Rotary compressor, 1KS280, 4.2 kW |  |  |  | MSRP price PCS: 1; MSRP price DKK: 2059.00; MSRP price EUR: 275.75; MSRP price GBP: 236.50 | 250 | 200 | 330 | 15400 |  | 84143020 | CN
093565-1 | Topplate Condenser |  |  |  | 1 | 1814.50 | 243.00 | 208.50 | 10 | 1633.00 | 218.75 | 187.75 |  |  |  |  | 880 | 650 | 20 | 3333 |  | 84158100
081606-10 | End cap 2 pcs. | 078560 | 5340-22-611-1573 |  | 1 | 595.25 | 79.75 | 68.25 | 10 | 535.75 | 71.75 | 61.50 |  |  |  |  | 225 | 135 | 30 | 80 | FS 33446 - 081606-1 <br>RAL 1001 - 081606-2 <br>RAL 1014 - 081606-3 <br>RAL 1016 - 081606-4 <br>RAL 1021 - 081606-5 <br>RAL 2000 - 081606-6 <br>RAL 2004 - 081606-7 <br>RAL 3000 - 081606-8 <br>RAL 5010 - 081606-9 <br>RAL 6014 - 081606-10 <br>RAL 6031 - 081606-11 <br>RAL 7024 - 081606-12 <br>RAL 9010 - 081606-13 <br>RAL 9016 - 081606-14 | 84159000
081678-6 | Electrical box |  |  |  | 1 | 719.75 | 96.25 | 82.75 | 10 | 647.75 | 86.75 | 74.50 |  |  |  |  | 1000 | 500 | 500 | 3333 | FS 33446 - 081678-1 <br>RAL 1001 - 081678-2 <br>RAL 1014 - 081678-3 <br>RAL 2000 - 081678-4 <br>RAL 6014 - 081678-5 <br>RAL 6031 - 081678-6 | 84159000
481739 | Radial fan, 200-240 V, 50/60 Hz, 170 W | 098455 |  |  | MSRP price PCS: 1; MSRP price DKK: 2190.00; MSRP price EUR: 293.50; MSRP price GBP: 251.50 | 252 | 252 | 125 | 2000 |  | 84145935 | DK
066558-2 | Hatch for controller AC-M18 w. manual |  |  |  | 1 | 1515.75 | 203.00 | 174.00 | 10 | 1364.25 | 182.75 | 156.50 |  |  |  |  | 580 | 385 | 11 | 1290 | 066558-1 is color "Desert" for units with control 086175<BR> 066558-2 is color "Desert" for units with control 040125<BR> 066558-3 is color "Desert" for units with control 046350<BR> 066558-4 is color RAL 6014 for units with control 040124<BR> 066558-5 is color RAL 6030 for units with control 086175<BR> | 84159000
064284-4 | Condenser end plate, complete |  |  |  | 1 | 1267.75 | 169.75 | 145.75 | 10 | 1141.00 | 152.75 | 131.25 |  |  |  |  | 850 | 690 | 410 | 2700 | 064284-1 is color "Desert"<BR> 064284-2 is color RAL 6014<BR> 064284-3 is color RAL 6031<BR> 064284-4 is color RAL 9010<BR> | 84159000 | DK
094326-1 | Hose for ventilation, ø315 x 3000, insulated RETURN AIR | 094263 |  |  | 1 | 3176.20 | 425.20 | 364.70 | 10 | 2858.50 | 382.75 | 328.25 |  |  |  |  | 480 | 480 | 480 | 8290 |  | 84159000
063122 | Sensor, set with 2 pcs. |  | 6685-22-620-0266 |  | 1 | 452.00 | 60.50 | 52.00 | 10 | 406.75 | 54.50 | 46.75 |  |  |  |  | 150 | 105 | 50 | 110 |  | 84159000
075483 | Rubber buttom, black 5 pcs. | 019483 | 5930-22-611-9444 |  | 1 | 659.00 | 88.25 | 75.75 | 10 | 593.00 | 79.50 | 68.25 |  |  |  |  | 225 | 135 | 30 | 10 |  | 84159000
510560 | Auxiliary contact |  | 5930-22-623-7337 |  | 1 | 81.27 | 10.88 | 9.33 | 10 | 73.25 | 9.75 | 8.50 |  |  |  |  | 100 | 100 | 100 | 50 |  | 85365080
298993-2 | Top plate, evaporator section |  |  |  | 1 | 5100.75 | 683.00 | 585.75 | 10 | 4590.75 | 614.75 | 527.25 |  |  |  |  | 1060 | 730 | 110 | 7420 | 298993-1 is color RAL 6014 (ES)<BR> 298993-2 is color "Desert"<BR> 298993-3 is color RAL 6014<BR> 298993-4 is color RAL 9010<BR> 298993-5 is color RAL 6031<BR> | 84159000 | DK
298958-4 | Condenser side grill |  |  |  | 1 | 4565.00 | 611.25 | 524.25 | 10 | 4108.50 | 550.25 | 471.75 |  |  |  |  | 1060 | 730 | 115 | 1450 | 298958-1 is color "Desert"<BR> 298958-2 is color FS 34094<BR> 298958-3 is color RAL 6014<BR> 298958-4 is color RAL 6031<BR> 298958-5 is color RAL 9010<BR> | 84159000 | DK
096342-4 | Cover with inspection louvre |  |  |  | 1 | 709.50 | 95.00 | 81.50 | 10 | 638.50 | 85.50 | 73.25 |  |  |  |  | 310 | 225 | 20 | 330 | 096342-1 is color "Desert"<BR> 096342-2 is color FS 34094<BR> 096342-3 is color RAL 6003<BR> 096342-4 is color RAL 6006<BR> 096342-5 is color RAL 6014<BR> 096342-6 is color RAL 6031<BR> 096342-7 is color RAL 9010<BR> | 84158100
051981-1 | Hour counter | 519300 |  |  | 1 | 1149.50 | 154.00 | 132.00 | 10 | 1034.50 | 138.50 | 118.75 |  |  |  |  | 0 | 0 | 0 | 3333 |  | 84159000
081584-6 | Profile, condenser |  | 4130-22-611-9492 |  | 1 | 844.00 | 113.00 | 97.00 | 10 | 759.50 | 101.75 | 87.25 |  |  |  |  | 730 | 210 | 50 | 3333 | FS 33446 - 081584-1 <br>RAL 1001 - 081584-2 <br>RAL 1014 - 081584-3 <br>RAL 2000 - 081584-4 <br>RAL 6014 - 081584-5 <br>RAL 6031 - 081584-6 <br>RAL 6031 | 84159000
075812 | Phase surveillance relay | 295154 | 5999-22-618-4083 |  | 1 | 982.50 | 131.50 | 112.75 | 10 | 884.25 | 118.25 | 101.50 |  |  |  |  | 195 | 110 | 95 | 110 | RM17T | 84159000
481358 | Handle, Hex22 | 098639 |  |  | 1 | 96.25 | 13.00 | 11.00 | 10 | 77.00 | 10.40 | 8.80 |  |  |  |  | 220 | 130 | 50 | 100 |  | 66039010
054099 | Main controller |  |  |  | MSRP price PCS: 1; MSRP price DKK: 1816.50; MSRP price EUR: 243.25; MSRP price GBP: 208.50 | 250 | 170 | 100 | 3333 |  | 84159000 | DK
093946-2 | Tarpaulin for ACM 16 | 092120 |  |  | 1 | 4033.00 | 540.00 | 463.00 | 10 | 3629.75 | 486.00 | 416.75 |  |  |  |  | 560 | 370 | 110 | 3333 |  | 84159000
060144-2 | Control panel Ac-m7 without heat |  |  |  | 1 | 5542.25 | 742.00 | 636.25 | 10 | 4988.00 | 667.75 | 572.75 |  |  |  |  | 605 | 290 | 210 | 3333 | RAL 1001 - 060144-1 <br>RAL 1014 - 060144-2 <br>RAL 6014 - 060144-3 | 84159000
165262-3 | Filter cassette, cpl. for evaporator |  |  |  | 1 | 671.25 | 89.75 | 77.00 | 10 | 604.25 | 80.75 | 69.25 |  |  |  |  | 500 | 500 | 500 | 1000 | FS 33446 - 165262-1 <br>RAL 1001 - 165262-2 <br>RAL 1014 - 165262-3 <br>RAL 2000 - 165262-4 <br>RAL 6014 - 165262-5 <br>RAL 6031 - 165262-6 | 84158100
068636 | Tubes/set complete for evaporator |  | 4710-22-623-3203 |  | 1 | 1800.00 | 241.00 | 206.75 | 10 | 1620.00 | 217.00 | 186.00 |  |  |  |  | 650 | 250 | 230 | 1400 |  | 84159000 | DK
481599 | Water container | 098789 |  |  | MSRP price PCS: 1; MSRP price DKK: 675.00; MSRP price EUR: 90.50; MSRP price GBP: 77.50 | 230 | 230 | 230 | 300 |  | 39269097
098649 | Rail for hose connection |  |  |  | 1 | 562.00 | 75.25 | 64.50 | 10 | 505.75 | 67.75 | 58.00 |  |  |  |  | 830 | 260 | 100 | 3333 |  | 84158100
095318 | Insulation 6 |  | 5640-22-632-4232 |  | 1 | 468.75 | 62.75 | 53.80 | 10 | 422.00 | 56.50 | 48.50 |  |  |  |  | 230 | 430 | 10 | 3333 |  | 84158100
091221 | Clips for return woodpacking 50 pcs |  | 5340-22-628-5740 |  | MSRP price PCS: 1; MSRP price DKK: 2362.50; MSRP price EUR: 316.25; MSRP price GBP: 271.25 | 0 | 0 | 0 | 3333 |  | 84159000
099388 | Cable gland M20x1,5 cpl. |  | 5975-22-632-5486 |  | 1 | 440.70 | 59.00 | 50.60 | 10 | 396.75 | 53.00 | 45.50 |  |  |  |  | 190 | 100 | 70 | 1000 |  | 84159000
068615-2 | Hose lock moving part |  |  |  | 1 | 797.50 | 106.75 | 91.50 | 10 | 717.75 | 96.00 | 82.25 |  |  |  |  | 400 | 250 | 50 | 850 | 068615-1 is color FS 33446<BR> 068615-2 is color RAL 1001<BR> 068615-3 is color RAL 1014<BR> 068615-4 is color RAL 2000<BR> 068615-5 is color RAL 6014<BR> 068615-6 is color RAL 6031<BR> | 84159000 | DK
093933 | Coverplate with insulation |  |  |  | 1 | 1072.50 | 143.50 | 123.20 | 10 | 965.25 | 129.25 | 111.00 |  |  |  |  | 700 | 590 | 50 | 1290 |  | 84158100
035242-2 | Cover for air intake, ø225 |  |  |  | 1 | 876.50 | 117.50 | 100.70 | 10 | 788.75 | 105.75 | 90.75 |  |  |  |  | 670 | 400 | 10 | 3333 | FS 33446 - 035242-1 <br>RAL 1001 - 035242-2 <br>RAL 1014 - 035242-3 <br>RAL 6014 - 035242-4 <br>RAL 9010 - 035242-5 | 84159000 | DK
298956 | Vibration damper, ø40 x 48, 4 pcs. + fasters |  | 5340-22-616-4130 |  | 1 | 654.50 | 87.75 | 75.25 | 10 | 589.00 | 79.00 | 67.75 |  |  |  |  | 195 | 110 | 95 | 410 |  | 84159000 | DK
075343 | Control lamp + gasket, yellow, 10 pcs. |  | 6240-22-626-3960 |  | 1 | 206.00 | 27.50 | 23.75 | 10 | 185.50 | 24.75 | 21.50 |  |  |  |  | 150 | 105 | 70 | 70 |  | 84159000
076174-2 | Fixture, condenser 2 pcs. |  |  |  | 1 | 655.50 | 87.75 | 75.25 | 10 | 590.00 | 79.00 | 67.75 |  |  |  |  | 150 | 100 | 100 | 3333 | FS 33446 - 076174-1 <br>RAL 1001 - 076174-2 <br>RAL 1014 - 076174-3 <br>RAL 2000 - 076174-4 <br>RAL 6014 - 076174-5 <br>RAL 6031 - 076174-6 | 84159000
068623-1 | Cable grand |  |  |  | 1 | 742.50 | 99.50 | 85.25 | 10 | 668.25 | 89.50 | 76.75 |  |  |  |  | 225 | 140 | 30 | 20 |  | 84159000 | DK
093909-1 | Filterframe cpl. |  |  |  | 1 | 2493.25 | 333.80 | 286.25 | 10 | 2244.00 | 300.50 | 257.75 |  |  |  |  | 720 | 700 | 70 | 2130 |  | 84158100
098915 | Hex cap screw, M8X25, A4, Black |  | 5305-22-632-4305 |  | 1 | 7881.50 | 1055.00 | 905.00 | 10 | 7093.25 | 949.50 | 814.50 |  |  |  |  | 220 | 160 | 90 | 1000 | 1 pcs contains 1000 pcs | 84159000
165255-4 | Air outlet box |  |  |  | 1 | 954.50 | 127.75 | 109.50 | 10 | 859.00 | 115.00 | 98.50 |  |  |  |  | 150 | 100 | 50 | 3000 | FS 33446 - 165255-1 <br>RAL 1001 - 165255-2 <br>RAL 1014 - 165255-3 <br>RAL 2000 - 165255-4 <br>RAL 6014 - 165255-5 <br>RAL 6031 - 165255-1 | 84159000
055627-1 | Handle, rear, right | 069856 |  |  | 1 | 793.75 | 106.25 | 91.25 | 10 | 714.50 | 95.75 | 82.25 |  |  |  |  | 480 | 190 | 70 | 320 | 055627-1 is color RAL 1021 <BR> 055627-2 is color RAL 2000<BR> 055627-3 is color RAL 6014<BR> 055627-4 is color RAL 6031<BR> | 84159000
602055 | Reciprocating compressor, MTZ 125 HU4V, 3 x 400 V/50 Hz, R407c |  |  |  | MSRP price PCS: 1; MSRP price DKK: 15640.00; MSRP price EUR: 2094.00; MSRP price GBP: 1796.00 | 0 | 0 | 0 | 70000 | <p>All DanX units are bespoke.<br /> To ensure 100% compatibility, please send unit serial or project number from&nbsp; type label to&nbsp;<a href="mailto:danx@dantherm.com">danx@dantherm.com</a>&nbsp;with your compatabillity request.&nbsp;</p> | 84143081
032752-6 | Side cover plate, left, insulated | 165261 |  |  | 1 | 1013.25 | 135.70 | 116.50 | 10 | 912.00 | 122.25 | 104.75 |  |  |  |  | 700 | 500 | 500 | 3333 | FS 33446 - 032752-1 <br>RAL 1001 - 032752-2 <br>RAL 1014 - 032752-3 <br>RAL 2000 - 032752-4 <br>RAL 6014 - 032752-5 <br>RAL6031 - 032752-6 | 84159000 | DK
099249 | Dry filter, 1/4"-1/4" |  |  |  | MSRP price PCS: 1; MSRP price DKK: 197.50; MSRP price EUR: 26.50; MSRP price GBP: 22.70 | 130 | 20 | 20 | 200 |  | 84189990 | DK
098586 | Screw for Fresh air inlet |  |  |  | 1 | 350.00 | 47.00 | 40.20 | 10 | 315.00 | 42.25 | 36.25 |  |  |  |  | 190 | 100 | 70 | 3333 | 1 pcs contains 100 pcs | 84158100
064265-1 | Inspection plate, panel filter |  |  |  | 1 | 1337.00 | 179.00 | 153.50 | 10 | 1203.25 | 161.00 | 138.25 |  |  |  |  | 680 | 260 | 165 | 650 | 064265-1 is color "Desert"<BR> 064265-2 is color RAL 6014<BR> 064265-3 is color RAL 6031<BR> 064265-4 is color RAL 9010<BR> | 84159000 | DK
059824 | Cable and plug, preheater |  |  |  | 1 | 497.50 | 66.50 | 57.00 | 10 | 447.75 | 59.75 | 51.25 |  |  |  |  | 0 | 0 | 0 | 3333 |  | 84159000
095366 | Terminal block 870-531 |  | 5940-22-632-4291 |  | 1 | 548.25 | 73.50 | 63.00 | 10 | 493.50 | 66.25 | 56.75 |  |  |  |  | 190 | 100 | 70 | 3333 | 1 pcs contains 10 pcs | 84158100
075408 | Rubber grommet, DG16, 25 pcs |  |  |  | 1 | 495.50 | 66.25 | 57.00 | 10 | 446.00 | 59.75 | 51.25 |  |  |  |  | 225 | 135 | 30 | 10 |  | 84159000
552706 | Cable set, power supply cable AC-M7, l: 14.25m |  | 6145-22-611-3370 |  | 1 | 1264.75 | 169.25 | 145.25 | 10 | 1138.25 | 152.25 | 130.75 |  |  |  |  | 140 | 100 | 100 | 4000
093832 | Vibration damper, h: 40mm | 098448,480616,522852,094237,094238,093793,522853,481594 |  |  | MSRP price PCS: 1; MSRP price DKK: 5.00; MSRP price EUR: 0.66; MSRP price GBP: 0.55 | 10 | 10 | 40 | 1 |  | 40169300 | DK
068746-1 | End plate, intake |  |  |  | 1 | 1875.00 | 251.00 | 215.25 | 10 | 1687.50 | 226.00 | 193.75 |  |  |  |  | 600 | 600 | 150 | 3000 | 068746-1 is color FS 33446 <BR> 068746-2 is color RAL 6014<BR> | 84159000 | DK
298943-1 | Cable gland |  |  |  | 1 | 301.50 | 40.50 | 34.50 | 10 | 271.25 | 36.50 | 31.00 |  |  |  |  | 225 | 135 | 30 | 60 |  | 84159000 | DK
051632 | Divider plate, for internal fan | 091985 |  |  | 1 | 775.50 | 104.00 | 89.00 | 10 | 698.00 | 93.50 | 80.00 |  |  |  |  | 800 | 740 | 20 | 3333 |  | 90258040
055632-2 | Pipe bracket, steering | 069858 |  |  | 1 | 646.50 | 86.50 | 74.25 | 10 | 581.75 | 77.75 | 66.75 |  |  |  |  | 870 | 730 | 120 | 1330 | 055632-1 is color RAL 1021 <BR> 055632-2 is color RAL 2000<BR> 055632-3 is color RAL 6014<BR> 055632-4 is color RAL 6031<BR> | 73229000
093947-2 | CC0 controler |  |  |  | 1 | 2345.00 | 314.00 | 269.25 | 10 | 2110.50 | 282.50 | 242.25 |  |  |  |  | 220 | 160 | 90 | 3333 |  | 84158100
081623-4 | Side cover plate, right, insulation |  |  |  | 1 | 894.25 | 119.75 | 102.75 | 10 | 804.75 | 107.75 | 92.50 |  |  |  |  | 1000 | 650 | 50 | 4240 | FS 33446 - 081623-1 <br>RAL 1001 - 081623-2 <br>RAL 1014 - 081623-3 <br>RAL 2000 - 081623-4 <br>RAL 6014 - 081623-5 <br>RAL 6031 - 081623-6 | 84159000
099833 | Hub cap, 20 pcs . Ø38 |  |  |  | 1 | 527.50 | 70.50 | 60.50 | 10 | 474.75 | 63.50 | 54.50 |  |  |  |  | 220 | 350 | 50 | 300 |  | 84159000
293772-4 | Guard above generator compartment, complete, VAM 40 | 213070 |  |  | 1 | 1249.75 | 167.25 | 143.50 | 10 | 1124.75 | 150.50 | 129.25 |  |  |  |  | 640 | 680 | 330 | 5620 |  | 73229000 | DK
081590 | Hose adapter |  | 4730-22-610-9653 |  | 1 | 594.50 | 79.50 | 68.25 | 10 | 535.00 | 71.50 | 61.50 |  |  |  |  | 130 | 220 | 20 | 36 |  | 84159000
081622 | Hose clamp, stainless, 10 pcs. |  |  |  | 1 | 634.50 | 85.00 | 72.75 | 10 | 571.00 | 76.50 | 65.50 |  |  |  |  | 150 | 100 | 100 | 3333 |  | 84159000
098918 | Machine screw, M5x35 PHZ, A4 |  | 5305-22-632-4239 |  | 1 | 1484.75 | 198.75 | 170.50 | 10 | 1336.25 | 179.00 | 153.50 |  |  |  |  | 190 | 100 | 70 | 700 | 1 pcs contains 1000 pcs | 84159000
029047 | Air distribution duct for ventilation, ø315 for 18x24" tent |  | 4720-22-611-9742 |  | 1 | 6582.50 | 881.33 | 755.86 | 10 | 5924.25 | 793.25 | 680.25 |  |  |  |  | 3000 | 500 | 0 | 3400 |  | 84159000 | DK
068769 | Main switch |  | 5930-22-623-3309 |  | 1 | 569.75 | 76.25 | 65.50 | 10 | 512.75 | 68.75 | 59.00 |  |  |  |  | 190 | 100 | 70 | 300 |  | 84159000 | DK
094052-2 | Circuit Breaker iC60N C 10A 1P+N |  |  |  | 1 | 687.75 | 92.10 | 79.00 | 10 | 619.00 | 83.00 | 71.00 |  |  |  |  | 220 | 160 | 90 | 3333 |  | 84159000
068734-1 | Inspection plate for panel filter |  |  |  | 1 | 1267.50 | 169.75 | 145.50 | 10 | 1140.75 | 152.75 | 131.00 |  |  |  |  | 530 | 250 | 50 | 750 | 068734-1 is color FS 33446 <BR> 068734-2 is color RAL 6014<BR> | 84159000 | DK
068659-5 | Hatch for controller (std) |  |  |  | 1 | 1090.00 | 146.00 | 125.25 | 10 | 981.00 | 131.50 | 112.75 |  |  |  |  | 450 | 400 | 60 | 1400 | 068659-1 is color FS 33446,heat,softstarter <BR> 068659-2 is color FS 33446,heat <BR> 068659-3 is color FS 33446,softstarter <BR> 068659-4 is color FS 33446 standard <BR> 068659-5 is color RAL 6014,heat,softstarter <BR> 068659-6 is color RAL 6014,heat <BR> 068659-7 is color RAL 6014,softstarter <BR> 068659-8 is color RAL 6014 standard <BR> | 84159000 | DK
481377 | Fitting for copper tubes, coupling, male, Q/D x 1/2" BSP | 098501 |  |  | MSRP price PCS: 1; MSRP price DKK: 439.00; MSRP price EUR: 59.00; MSRP price GBP: 50.50 | 100 | 100 | 50 | 100 |  | 74122000
298944 | Transformer 230V/24V 3A |  | 6120-22-616-3683 |  | 1 | 1157.75 | 155.00 | 133.00 | 10 | 1042.00 | 139.50 | 119.75 |  |  |  |  | 230 | 235 | 120 | 3140 |  | 84159000 | DK
094486-1 | Cover f. hose lock ø400 |  |  |  | 1 | 954.25 | 127.75 | 109.50 | 10 | 858.75 | 115.00 | 98.50 |  |  |  |  | 420 | 420 | 35 | 860 | color "Desert" | 84158100
065639 | Compressor |  | 4130-22-621-7582 |  | 1 | 11676.00 | 1563.00 | 1340.00 | 10 | 10508.50 | 1406.75 | 1206.00 |  |  |  |  | 500 | 500 | 500 | 41500 |  | 84159000
059859-2 | Suspension for supporting leg, left |  |  |  | 1 | 669.25 | 89.50 | 76.75 | 10 | 602.25 | 80.50 | 69.00 |  |  |  |  | 150 | 150 | 90 | 330 |  | 84159000
081587-1 | Bottumplate |  |  |  | 1 | 994.50 | 133.25 | 114.25 | 10 | 895.00 | 120.00 | 102.75 |  |  |  |  | 800 | 760 | 40 | 3333 | FS 33446 - 081587-1 <br>RAL 1001 - 081587-2 <br>RAL 1014 - 081587-3 <br>RAL 2000 - 081587-4 <br>RAL 6014 - 081587-5 <br>RAL 6031- 081587-6 | 84159000
068785 | Fuse 2A |  | 5925-22-623-3315 |  | 1 | 509.50 | 68.25 | 58.50 | 10 | 458.50 | 61.50 | 52.75 |  |  |  |  | 150 | 105 | 70 | 110 |  | 84159000 | DK
046681-2 | Box for heating element, top |  |  |  | 1 | 579.25 | 77.50 | 66.50 | 10 | 521.25 | 69.75 | 59.75 |  |  |  |  | 440 | 180 | 110 | 3333 | RAL 1001 - 046681-1 <br>RAL 1014 - 046681-2 <br>RAL 6014 - 046681-3 | 84159000
091286 | Drain hose, 0,5m |  |  |  | 1 | 524.75 | 70.25 | 60.25 | 10 | 472.25 | 63.25 | 54.25 |  |  |  |  | 0 | 0 | 0 | 3333 |  | 84159000
075820 | Motor circuit breaker | 295167 | 5925-22-618-4101 |  | 1 | 858.00 | 114.75 | 98.50 | 10 | 772.25 | 103.25 | 88.75 |  |  |  |  | 195 | 110 | 95 | 280 | 2,5-4A | 84159000
076113-1 | Plate for thermostat | 078349 |  |  | 1 | 759.50 | 101.75 | 87.25 | 10 | 683.50 | 91.50 | 78.50 |  |  |  |  | 320 | 230 | 130 | 3333 | RAL 9005 | 73229000
068615-1 | Hose lock moving part |  |  |  | 1 | 797.50 | 106.75 | 91.50 | 10 | 717.75 | 96.00 | 82.25 |  |  |  |  | 400 | 250 | 50 | 850 | 068615-1 is color FS 33446<BR> 068615-2 is color RAL 1001<BR> 068615-3 is color RAL 1014<BR> 068615-4 is color RAL 2000<BR> 068615-5 is color RAL 6014<BR> 068615-6 is color RAL 6031<BR> | 84159000 | DK
066559-4 | End plate, controller side |  |  |  | 1 | 2385.25 | 319.25 | 274.00 | 10 | 2146.75 | 287.25 | 246.50 |  |  |  |  | 850 | 690 | 410 | 2020 | 066559-1 is color "Desert"<BR> 066559-2 is color RAL 6014<BR> 066559-3 is color RAL 6031<BR> 066559-4 is color RAL 9010<BR> | 84159000
055208-4 | Manual holder |  |  |  | 1 | 845.00 | 113.00 | 97.00 | 10 | 760.50 | 101.75 | 87.25 |  |  |  |  | 0 | 0 | 0 | 3333 |  | 84158100 | DK
059859-4 | Suspension for supporting leg, left |  |  |  | 1 | 669.25 | 89.50 | 76.75 | 10 | 602.25 | 80.50 | 69.00 |  |  |  |  | 150 | 150 | 90 | 330 |  | 84159000
086192-5 | Cover plate for electrical box |  |  |  | 1 | 848.50 | 113.50 | 97.50 | 10 | 763.75 | 102.25 | 87.75 |  |  |  |  | 270 | 230 | 100 | 3333 | FS 33446 - 086192-1 <br>RAL 1001 - 086192-2 <br>RAL 1014 - 086192-3 <br>RAL 2000 - 086192-4 <br>RAL 6014 - 086192-5 <br>RAL 6031 - 086192-6 | 84158100
481594 | Rotary compressor, QXC-33K 1~N 230 V 50 Hz, R407c, bare | 098448,094238,522853 |  |  | MSRP price PCS: 1; MSRP price DKK: 2419.00; MSRP price EUR: 323.75; MSRP price GBP: 277.75 | 290 | 260 | 36 | 13000 |  | 84143020 | CN
098858 | K1 Contactor cpl. |  | 6110-22-632-1709 |  | 1 | 848.75 | 113.75 | 97.50 | 10 | 764.00 | 102.50 | 87.75 |  |  |  |  | 190 | 100 | 70 | 150 |  | 84159000
094066-2 | Connection strap with fitting |  |  |  | 1 | 887.00 | 119.00 | 102.00 | 10 | 798.25 | 107.00 | 91.75 |  |  |  |  | 100 | 130 | 50 | 3333 |  | 84159000
051628 | Insulation under drip tray | 092645 |  |  | 1 | 335.00 | 45.00 | 38.50 | 10 | 301.50 | 40.50 | 34.75 |  |  |  |  | 700 | 290 | 50 | 3333 |  | 84159000
098590 | Rear plate for controller |  |  |  | 1 | 957.50 | 128.20 | 110.00 | 10 | 861.75 | 115.50 | 99.00 |  |  |  |  | 570 | 390 | 380 | 3333 |  | 84159000
032752-3 | Side cover plate, left, insulated | 165261 |  |  | 1 | 1013.25 | 135.70 | 116.50 | 10 | 912.00 | 122.25 | 104.75 |  |  |  |  | 700 | 500 | 500 | 3333 | FS 33446 - 032752-1 <br>RAL 1001 - 032752-2 <br>RAL 1014 - 032752-3 <br>RAL 2000 - 032752-4 <br>RAL 6014 - 032752-5 <br>RAL6031 - 032752-6 | 84159000 | DK
086202 | Terminal block 10 pcs |  |  |  | 1 | 491.00 | 65.75 | 56.25 | 10 | 442.00 | 59.25 | 50.75 |  |  |  |  | 190 | 100 | 70 | 3333 |  | 84158100
298993-4 | Top plate, evaporator section |  |  |  | 1 | 5100.75 | 683.00 | 585.75 | 10 | 4590.75 | 614.75 | 527.25 |  |  |  |  | 1060 | 730 | 110 | 7420 | 298993-1 is color RAL 6014 (ES)<BR> 298993-2 is color "Desert"<BR> 298993-3 is color RAL 6014<BR> 298993-4 is color RAL 9010<BR> 298993-5 is color RAL 6031<BR> | 84159000 | DK
064268-3 | Plate w/hose lock system |  |  |  | 1 | 1460.50 | 195.50 | 167.75 | 10 | 1314.50 | 176.00 | 151.00 |  |  |  |  | 740 | 620 | 165 | 2060 | 064268-1 is color "Desert"<BR> 064268-2 is color RAL 6014<BR> 064268-3 is color RAL 6031 | 84159000 | DK
031235-1 | Control panel |  |  |  | 1 | 8377.70 | 1121.50 | 962.00 | 10 | 7540.00 | 1009.25 | 865.75 |  |  |  |  | 1000 | 1000 | 1000 | 5000 | RAL 6014 | 84159000 | DK
060140-3 | Electric-central |  |  |  | 1 | 7106.25 | 951.25 | 815.75 | 10 | 6395.75 | 856.25 | 734.25 |  |  |  |  | 605 | 290 | 210 | 3333 | RAL 1001 - 060140-1 <br> 1014 - 060140-2 <br> 6014 - 060140-3 | 84159000
055630-3 | Pipe bracket, rear, left | 069857 |  |  | 1 | 793.75 | 106.25 | 91.25 | 10 | 714.50 | 95.50 | 82.25 |  |  |  |  | 480 | 190 | 70 | 320 | 055630-1 is color RAL 1021 <BR> 055630-2 is color RAL 2000<BR> 055630-3 is color RAL 6014<BR> 055630-4 is color RAL 6031<BR> | 73229000
093937-2 | Expansion valve |  |  |  | 1 | 2328.50 | 311.75 | 267.50 | 10 | 2095.75 | 280.50 | 240.75 |  |  |  |  | 190 | 100 | 70 | 3333 |  | 84158100
068727-2 | Sideplate , exhaust |  |  |  | 1 | 3285.50 | 440.00 | 377.25 | 10 | 2957.00 | 396.00 | 339.50 |  |  |  |  | 900 | 600 | 800 | 4300 | 068727-1 is color FS 33446 <BR> 068727-2 is color RAL 6014<BR> | 84159000 | DK
298993-1 | Top plate, evaporator section |  |  |  | 1 | 5100.75 | 683.00 | 585.75 | 10 | 4590.75 | 614.75 | 527.25 |  |  |  |  | 1060 | 730 | 110 | 7420 | 298993-1 is color RAL 6014 (ES)<BR> 298993-2 is color "Desert"<BR> 298993-3 is color RAL 6014<BR> 298993-4 is color RAL 9010<BR> 298993-5 is color RAL 6031<BR> | 84159000 | DK
017921 | Controller |  | 5998-22-619-5414 |  | 1 | 2037.75 | 272.75 | 234.00 | 10 | 1834.00 | 245.50 | 210.50 |  |  |  |  | 160 | 100 | 40 | 800 |  | 85371091 | DK
081587-5 | Bottumplate |  |  |  | 1 | 994.50 | 133.25 | 114.25 | 10 | 895.00 | 120.00 | 102.75 |  |  |  |  | 800 | 760 | 40 | 3333 | FS 33446 - 081587-1 <br>RAL 1001 - 081587-2 <br>RAL 1014 - 081587-3 <br>RAL 2000 - 081587-4 <br>RAL 6014 - 081587-5 <br>RAL 6031- 081587-6 | 84159000
068789 | Female socket |  | 5935-22-623-3317 |  | 1 | 608.75 | 81.50 | 70.00 | 10 | 548.00 | 73.25 | 63.00 |  |  |  |  | 225 | 135 | 30 | 20 |  | 84159000 | DK
068627 | Transformer |  | 6120-22-623-3308 |  | 1 | 790.75 | 106.00 | 90.75 | 10 | 711.75 | 95.50 | 81.75 |  |  |  |  | 195 | 110 | 95 | 1040 |  | 84159000 | DK
293564 | Worm gear |  |  |  | MSRP price PCS: 1; MSRP price DKK: 3227.50; MSRP price EUR: 445.50; MSRP price GBP: 382.00 | 250 | 175 | 100 | 1510 |  | 84158200
075813-2 | Timer On-delay | 295155 |  |  | 1 | 1193.00 | 160.00 | 137.00 | 10 | 1073.75 | 144.00 | 123.25 |  |  |  |  | 195 | 110 | 95 | 110 |  | 84159000
055741-4 | Filter frame |  |  |  | 1 | 1001.00 | 134.00 | 115.00 | 10 | 901.00 | 120.50 | 103.50 |  |  |  |  | 650 | 435 | 25 | 3333 | FS 33446 - 055741-1 <br>RAL 1001 - 055741-2 <br>RAL 1014 - 055741-3 <br>RAL 2000 - 055741-4 <br>RAL 6014 - 055741-5 <br>RAL 6031 - 055741-6 | 84159000
081682 | Control lamp and gasket, green, 10 pcs |  | 6210-22-610-9806 |  | 1 | 827.75 | 110.75 | 95.00 | 10 | 745.00 | 99.75 | 85.50 |  |  |  |  | 150 | 105 | 70 | 70 |  | 84159000
293742-6 | Heating element |  |  |  | 1 | 4755.00 | 636.50 | 546.00 | 10 | 4279.50 | 572.75 | 491.50 |  |  |  |  | 580 | 385 | 110 | 3380 | FS 33446 - 293742-1 <br>RAL 1001 - 293742-2 <br>RAL 1014 - 293742-3 <br>RAL 2000 - 293742-4 <br>RAL 6014 - 293742-5 <br>RAL 6031 - 293742-6 | 73229000 | DK
063126 | Switch, high pressure | 025949,298978 | 5930-22-620-0270 |  | 1 | 457.00 | 61.25 | 52.50 | 10 | 411.25 | 55.25 | 47.25 |  |  |  |  | 195 | 110 | 95 | 310 | Only for units up to serial number 0606020839070 | 84159000
068849 | Jumpflex relay, terminal block |  | 5999-22-623-3553 |  | 1 | 501.50 | 67.25 | 57.50 | 10 | 451.25 | 60.50 | 51.75 |  |  |  |  | 110 | 90 | 60 | 200 |  | 84159000 | DK
095340 | Terminal block 264-321 |  | 7125-22-632-4290 |  | 1 | 372.50 | 50.00 | 43.00 | 10 | 335.25 | 45.00 | 38.75 |  |  |  |  | 190 | 100 | 70 | 3333 | 1 pcs contains 1 pcs | 84158100
066559-3 | End plate, controller side |  |  |  | 1 | 2385.25 | 319.25 | 274.00 | 10 | 2146.75 | 287.25 | 246.50 |  |  |  |  | 850 | 690 | 410 | 2020 | 066559-1 is color "Desert"<BR> 066559-2 is color RAL 6014<BR> 066559-3 is color RAL 6031<BR> 066559-4 is color RAL 9010<BR> | 84159000
099738 | Wheel, with lock | 098514 |  |  | 1 | 142.50 | 19.00 | 16.50 | 10 | 114.00 | 15.20 | 13.20 |  |  |  |  | 60 | 60 | 10 | 250 |  | 86071910 | DK
032862-2 | Control box SV. DLO |  |  |  | 1 | 503.50 | 67.50 | 57.80 | 10 | 453.25 | 60.75 | 52.00 |  |  |  |  | 500 | 250 | 150 | 1500 | RAL 6014 - 032862-1 <br>RAL 6031 - 032862-2 | 84159000 | DK
525302 | Plug |  | 5935-22-609-9774 |  | 1 | 916.25 | 122.75 | 105.25 | 10 | 824.75 | 110.50 | 94.75 |  |  |  |  | 100 | 100 | 100 | 500 |  | 85369010
068764 | Tube brackets (2+3 pc) |  | 5340-22-623-3287 |  | 1 | 707.75 | 94.75 | 81.25 | 10 | 637.00 | 85.25 | 73.25 |  |  |  |  | 320 | 220 | 50 | 200 |  | 84159000 | DK
098644-1 | Condenser pump, Si-10, 230V 1 ~ 50 / 60Hz 14W, Max Flow Rate 20 l/h, Max trykhøjde 10m ved 4 l/h |  |  |  | MSRP price PCS: 1; MSRP price DKK: 1494.75; MSRP price EUR: 200.25; MSRP price GBP: 171.50 | 250 | 175 | 100 | 370 |  | 84159000 | GB
298962 | Rubber grommet pack |  | 5365-22-616-4175 |  | 1 | 394.75 | 53.00 | 45.25 | 10 | 355.25 | 47.75 | 40.75 |  |  |  |  | 350 | 245 | 30 | 140 |  | 84159000 | DK
098916 | Flat washer, M8, A4, Black |  | 5310-22-632-4146 |  | 1 | 3432.00 | 459.50 | 394.00 | 10 | 3088.75 | 413.50 | 354.50 |  |  |  |  | 190 | 100 | 70 | 1000 | 1 pcs contains 1000 pcs | 84159000
081456 | Set of tubes for AC-M7 MKII - complete + dry filter |  |  |  | 1 | 1657.50 | 222.00 | 190.25 | 10 | 1491.75 | 199.75 | 171.25 |  |  |  |  | 1000 | 500 | 500 | 3333 |  | 84159000
098632 | Washer for tubeholder |  | 5310-22-632-4422 |  | 1 | 422.00 | 56.50 | 48.50 | 10 | 379.75 | 50.75 | 43.75 |  |  |  |  | 190 | 100 | 70 | 3333 | 1 pcs contains 1000 pcs | 84158100
093567-3 | Corner guide 1 | 091184 |  |  | 1 | 723.50 | 97.00 | 83.00 | 10 | 651.25 | 87.25 | 74.75 |  |  |  |  | 1060 | 120 | 100 | 3320 |  | 84158100
066334 | Multifunction timer 24VDC, 24-240VAC 50-60Hz |  | 6645-22-621-7694 |  | 1 | 590.00 | 79.00 | 67.00 | 10 | 531.00 | 71.00 | 60.25 |  |  |  |  | 0 | 0 | 0 | 150 |  | 84159000
046938 | Wire, cover exhaust | 076360 | 4010-22-611-9837 |  | 1 | 374.25 | 50.00 | 43.00 | 10 | 336.75 | 45.00 | 38.75 |  |  |  |  | 0 | 0 | 0 | 3333 |  | 84159000
060140-1 | Electric-central |  |  |  | 1 | 7106.25 | 951.25 | 815.75 | 10 | 6395.75 | 856.25 | 734.25 |  |  |  |  | 605 | 290 | 210 | 3333 | RAL 1001 - 060140-1 <br> 1014 - 060140-2 <br> 6014 - 060140-3 | 84159000
076172-4 | Fitting for copper tube |  |  |  | 1 | 592.25 | 79.25 | 68.00 | 10 | 533.00 | 71.25 | 61.25 |  |  |  |  | 150 | 100 | 100 | 3333 | FS 33446 - 076172-1 <br>RAL 1001 - 076172-2 <br>RAL 1014 - 076172-3 <br>RAL 2000 - 076172-4 <br>RAL 6014 - 076172-5 <br>RAL 6031 - 076172-6 | 84159000
481670 | Valve, solenoid valve, ø3/8", N/O | 098461 |  |  | MSRP price PCS: 1; MSRP price DKK: 538.00; MSRP price EUR: 72.00; MSRP price GBP: 61.75 | 100 | 100 | 70 | 250 |  | 84811019
098502-1 | Panel, Access |  |  |  | MSRP price PCS: 1; MSRP price DKK: 832.00; MSRP price EUR: 111.50; MSRP price GBP: 95.75 | 570 | 260 | 65 | 2000 |  | 84159000 | DK
101617 | Lock complete with handle for door, DanX "tongue 64/65 included" |  |  |  | MSRP price PCS: 1; MSRP price DKK: 526.00; MSRP price EUR: 70.50; MSRP price GBP: 60.50 | 195 | 110 | 95 | 900 | <p>All DanX units are bespoke.<br /> To ensure 100% compatibility, please send unit serial or project number from&nbsp; type label to&nbsp;<a href="mailto:danx@dantherm.com">danx@dantherm.com</a>&nbsp;with your compatabillity request.&nbsp;</p> | 84159000
086414-4 | Pressure sensitive switch, for HP pipe + dryfiltere | 032296 |  |  | 1 | 529.50 | 71.00 | 60.75 | 10 | 476.50 | 64.00 | 54.75 |  |  |  |  | 195 | 110 | 95 | 80 |  | 84158100
071003 | LED-Lamp indication PCB | 075816,295162 | 6110-22-618-4187 |  | 1 | 1261.00 | 169.00 | 144.75 | 10 | 1135.00 | 152.00 | 130.25 |  |  |  |  | 195 | 110 | 95 | 200 |  | 84159000 | DK
081606-4 | End cap 2 pcs. | 078560 | 5340-22-611-1573 |  | 1 | 595.25 | 79.75 | 68.25 | 10 | 535.75 | 71.75 | 61.50 |  |  |  |  | 225 | 135 | 30 | 80 | FS 33446 - 081606-1 <br>RAL 1001 - 081606-2 <br>RAL 1014 - 081606-3 <br>RAL 1016 - 081606-4 <br>RAL 1021 - 081606-5 <br>RAL 2000 - 081606-6 <br>RAL 2004 - 081606-7 <br>RAL 3000 - 081606-8 <br>RAL 5010 - 081606-9 <br>RAL 6014 - 081606-10 <br>RAL 6031 - 081606-11 <br>RAL 7024 - 081606-12 <br>RAL 9010 - 081606-13 <br>RAL 9016 - 081606-14 | 84159000
165262-4 | Filter cassette, cpl. for evaporator |  |  |  | 1 | 671.25 | 89.75 | 77.00 | 10 | 604.25 | 80.75 | 69.25 |  |  |  |  | 500 | 500 | 500 | 1000 | FS 33446 - 165262-1 <br>RAL 1001 - 165262-2 <br>RAL 1014 - 165262-3 <br>RAL 2000 - 165262-4 <br>RAL 6014 - 165262-5 <br>RAL 6031 - 165262-6 | 84158100
064268-1 | Plate w/hose lock system |  |  |  | 1 | 1460.50 | 195.50 | 167.75 | 10 | 1314.50 | 176.00 | 151.00 |  |  |  |  | 740 | 620 | 165 | 2060 | 064268-1 is color "Desert"<BR> 064268-2 is color RAL 6014<BR> 064268-3 is color RAL 6031 | 84159000 | DK
095313 | Insulation for Cover plate |  | 5340-22-632-4233 |  | 1 | 468.50 | 62.75 | 53.80 | 10 | 421.75 | 56.50 | 48.50 |  |  |  |  | 670 | 260 | 10 | 3333 |  | 84158100
043113-4 | Fan foot, evaporator, 2 pcs. |  |  |  | 1 | 779.00 | 104.50 | 89.50 | 10 | 701.00 | 94.00 | 80.50 |  |  |  |  | 500 | 200 | 100 | 1200 | FS 33446 - 043113-1 <br>RAL 1001 - 043113-2 <br>RAL 1014 - 043113-3 <br>RAL 2000 - 043113-4 <br>RAL 6014 - 043113-5 <br>RAL 6031 - 043113-6 | 84159000
068580-1 | Condenser coil, small |  |  |  | 1 | 4615.50 | 618.00 | 530.00 | 10 | 4154.00 | 556.25 | 477.00 |  |  |  |  | 600 | 600 | 400 | 13600 | 068580-1 is color FS 33446<BR> 068580-2 is color RAL 6014<BR> | 84159000 | DK
068559-2 | Condenser side grill |  |  |  | 1 | 1179.50 | 157.75 | 135.50 | 10 | 1061.50 | 142.00 | 122.00 |  |  |  |  | 550 | 1050 | 50 | 2200 | 068559-1 is color FS 33446<BR> 068559-2 is color RAL 6014<BR> | 84159000 | DK
093803-3 | Roomthermostat cpl. |  |  |  | 1 | 2613.75 | 350.00 | 300.25 | 10 | 2352.50 | 315.00 | 270.25 |  |  |  |  | 270 | 270 | 140 | 1200 |  | 84159000
298966 | Finger guard |  | 4140-22-616-3971 |  | 1 | 801.50 | 107.25 | 92.00 | 10 | 721.25 | 96.50 | 82.75 |  |  |  |  | 0 | 0 | 0 | 1500 |  | 84159000 | DK
052369 | Chape 25x25x2 mm, Black, 100 pcs | 092983 |  |  | 1 | 450.00 | 60.25 | 51.70 | 10 | 405.00 | 54.25 | 46.50 |  |  |  |  | 300 | 400 | 50 | 3333 | 1 pcs contains 100 pcs | 84159000
075818-2 | Auxiliary contact | 295165 |  |  | 1 | 596.50 | 79.75 | 68.50 | 10 | 536.75 | 71.75 | 61.75 |  |  |  |  | 195 | 110 | 95 | 70 | 1NO+1NC | 84159000
095314 | Cable gland, PG7 |  | 5975-22-632-4084 |  | 1 | 504.50 | 67.50 | 58.00 | 10 | 454.00 | 60.75 | 52.25 |  |  |  |  | 130 | 220 | 50 | 3333 | 1 pcs contains 10 pcs | 84158100
043113-3 | Fan foot, evaporator, 2 pcs. |  |  |  | 1 | 779.00 | 104.50 | 89.50 | 10 | 701.00 | 94.00 | 80.50 |  |  |  |  | 500 | 200 | 100 | 1200 | FS 33446 - 043113-1 <br>RAL 1001 - 043113-2 <br>RAL 1014 - 043113-3 <br>RAL 2000 - 043113-4 <br>RAL 6014 - 043113-5 <br>RAL 6031 - 043113-6 | 84159000
086192-2 | Cover plate for electrical box |  |  |  | 1 | 848.50 | 113.50 | 97.50 | 10 | 763.75 | 102.25 | 87.75 |  |  |  |  | 270 | 230 | 100 | 3333 | FS 33446 - 086192-1 <br>RAL 1001 - 086192-2 <br>RAL 1014 - 086192-3 <br>RAL 2000 - 086192-4 <br>RAL 6014 - 086192-5 <br>RAL 6031 - 086192-6 | 84158100
068727-1 | Sideplate , exhaust |  |  |  | 1 | 3285.50 | 440.00 | 377.25 | 10 | 2957.00 | 396.00 | 339.50 |  |  |  |  | 900 | 600 | 800 | 4300 | 068727-1 is color FS 33446 <BR> 068727-2 is color RAL 6014<BR> | 84159000 | DK
068587 | Finger guard |  | 4140-22-623-3259 |  | 1 | 805.00 | 107.75 | 92.50 | 10 | 724.50 | 97.00 | 83.25 |  |  |  |  | 550 | 550 | 100 | 1000 |  | 84159000 | DK
098442-2 | Panel front |  |  |  | MSRP price PCS: 1; MSRP price DKK: 992.75; MSRP price EUR: 133.00; MSRP price GBP: 114.00 | 800 | 615 | 167 | 3060 |  | 84159000 | DK
093830 | Gasket for compressor | 098448,094237,480616,522852,522853,093793,094238,481594 |  |  | MSRP price PCS: 1; MSRP price DKK: 2.65; MSRP price EUR: 0.40; MSRP price GBP: 0.30 | 40 | 50 | 70 | 1 |  | 84149000 | DK
035057 | Finger screw, M6/35 |  |  |  | MSRP price PCS: 1; MSRP price DKK: 6.75; MSRP price EUR: 1.00; MSRP price GBP: 1.00 | 0 | 0 | 0 | 25 |  | 66039010 | DK
298948 | Tubes/set complete for evaporator |  | 4710-22-616-4179 |  | 1 | 599.75 | 80.50 | 69.00 | 10 | 539.75 | 72.50 | 62.00 |  |  |  |  | 825 | 500 | 18 | 790 |  | 84159000 | DK
293721 | Kit, handles for CDP |  |  |  | MSRP price PCS: 1; MSRP price DKK: 298.00; MSRP price EUR: 40.00; MSRP price GBP: 34.50 | 195 | 110 | 950 | 190 |  | 84159000 | DK
075499-1 | Fan, evaporator | 018524 |  |  | 1 | 4068.50 | 544.75 | 467.25 | 10 | 3661.75 | 490.25 | 420.50 |  |  |  |  | 480 | 480 | 480 | 22390 |  | 84159000
052708 | Capacitor, 50µF/450 V AC/50 Hz, S2 |  |  |  | MSRP price PCS: 1; MSRP price DKK: 80.25; MSRP price EUR: 10.75; MSRP price GBP: 9.20 | 123 | 58 | 58 | 3333 |  | 85322200 | DK
095310-1 | Rail for handle |  |  |  | 1 | 653.70 | 87.50 | 75.10 | 10 | 588.25 | 78.75 | 67.50 |  |  |  |  | 220 | 110 | 110 | 200 |  | 84158100
068641-2 | Finger skrew | 065052 |  |  | 1 | 653.25 | 87.50 | 75.00 | 10 | 588.00 | 78.75 | 67.50 |  |  |  |  | 225 | 135 | 30 | 110 | 1 pcs contains 10 pcs | 84159000 | DK
081678-4 | Electrical box |  |  |  | 1 | 719.75 | 96.25 | 82.75 | 10 | 647.75 | 86.75 | 74.50 |  |  |  |  | 1000 | 500 | 500 | 3333 | FS 33446 - 081678-1 <br>RAL 1001 - 081678-2 <br>RAL 1014 - 081678-3 <br>RAL 2000 - 081678-4 <br>RAL 6014 - 081678-5 <br>RAL 6031 - 081678-6 | 84159000
298947 | Thermostatic valve + line drier |  | 4820-22-616-3535 |  | 1 | 1953.00 | 261.50 | 224.25 | 10 | 1757.75 | 235.25 | 201.75 |  |  |  |  | 210 | 155 | 110 | 1160 |  | 84159000 | DK
098860 | K3 - Contactor cpl. |  | 5945-22-632-1712 |  | 1 | 1098.75 | 147.25 | 126.25 | 10 | 989.00 | 132.50 | 113.75 |  |  |  |  | 190 | 100 | 70 | 150 |  | 84159000
081584-4 | Profile, condenser |  | 4130-22-611-9492 |  | 1 | 844.00 | 113.00 | 97.00 | 10 | 759.50 | 101.75 | 87.25 |  |  |  |  | 730 | 210 | 50 | 3333 | FS 33446 - 081584-1 <br>RAL 1001 - 081584-2 <br>RAL 1014 - 081584-3 <br>RAL 2000 - 081584-4 <br>RAL 6014 - 081584-5 <br>RAL 6031 - 081584-6 <br>RAL 6031 | 84159000
091330 | Control box with rails |  |  |  | MSRP price PCS: 1; MSRP price DKK: 1041.00; MSRP price EUR: 139.40; MSRP price GBP: 119.50 | 400 | 200 | 242 | 3000 |  | 84158300
298957-3 | Condenser front grill |  |  |  | 1 | 3030.25 | 405.75 | 348.00 | 10 | 2727.25 | 365.25 | 313.25 |  |  |  |  | 725 | 650 | 45 | 1000 | 298957-1 is color "Desert"<BR> 298957-2 is color FS 34094<BR> 298957-3 is color RAL 6014<BR> 298957-4 is color RAL 6031<BR> 298957-5 is color RAL 9010<BR> | 84159000 | DK
055220 | Belt for compressor |  |  |  | 1 | 548.75 | 73.50 | 63.00 | 10 | 494.00 | 66.25 | 56.75 |  |  |  |  | 0 | 0 | 0 | 3333 |  | 84159000 | DK
081692 | Thermo relay |  | 5945-22-609-9729 |  | 1 | 479.25 | 64.25 | 55.00 | 10 | 431.25 | 57.75 | 49.50 |  |  |  |  | 195 | 110 | 95 | 110 |  | 84159000
053317 | Combi coil, CDT 60 |  |  |  | MSRP price PCS: 1; MSRP price DKK: 1577.50; MSRP price EUR: 211.20; MSRP price GBP: 181.00 | 420 | 360 | 230 | 4600 |  | 84159000 | DK
093934-2 | Topplate Evaporator |  |  |  | 1 | 1354.50 | 181.30 | 155.50 | 10 | 1219.00 | 163.25 | 140.00 |  |  |  |  | 910 | 710 | 200 | 3333 |  | 84158100
051981-2 | Hour counter | 519300 |  |  | 1 | 1149.50 | 154.00 | 132.00 | 10 | 1034.50 | 138.50 | 118.75 |  |  |  |  | 0 | 0 | 0 | 3333 |  | 84159000
481364 | Fitting for copper tubes, coupling, female, Q/D x 1/2" BSP | 098501 |  |  | MSRP price PCS: 1; MSRP price DKK: 534.00; MSRP price EUR: 71.50; MSRP price GBP: 61.25 | 0 | 0 | 0 | 230 |  | 74122000
095303 | Suspension, for cobbertube |  | 5340-22-632-4273 |  | 1 | 705.00 | 94.40 | 81.00 | 10 | 634.50 | 85.00 | 73.00 |  |  |  |  | 190 | 100 | 0 | 3333 | 1 pcs contains 10 pcs | 84158100
481351 | Axial fan, 230 V, 1 PH, 50 Hz | 098503 |  |  | MSRP price PCS: 1; MSRP price DKK: 1198.00; MSRP price EUR: 160.50; MSRP price GBP: 137.50 | 0 | 0 | 0 | 2770 |  | 84145925
027223 | Electric motor, 6 W 220 V, induction motor |  |  |  | MSRP price PCS: 1; MSRP price DKK: 1627.75; MSRP price EUR: 217.90; MSRP price GBP: 189.00 | 0 | 0 | 0 | 2000 |  | 73229000 | SE
093095-1 | Corner guide 2 |  |  |  | MSRP price PCS: 1; MSRP price DKK: 927.00; MSRP price EUR: 124.00; MSRP price GBP: 106.50 | 10 | 10 | 10 | 3410 |  | 84158100
095438-2 | Receiver |  |  |  | 1 | 599.50 | 80.25 | 69.00 | 10 | 539.50 | 72.25 | 62.00 |  |  |  |  | 290 | 180 | 90 | 3333 |  | 84158100
607850 | Vibration damper, 1-1/8" |  |  |  | MSRP price PCS: 1; MSRP price DKK: 1063.25; MSRP price EUR: 142.50; MSRP price GBP: 122.00 | 0 | 0 | 0 | 420 | <p>All DanX units are bespoke.<br /> To ensure 100% compatibility, please send unit serial or project number from&nbsp; type label to&nbsp;<a href="mailto:danx@dantherm.com">danx@dantherm.com</a>&nbsp;with your compatabillity request.&nbsp;</p> | 40169300
098865 | Power supply Cable, 10m, 16A CCE Plug |  | 6150-22-632-1699 |  | 1 | 1255.50 | 168.25 | 144.25 | 10 | 1130.00 | 151.50 | 129.75 |  |  |  |  | 400 | 310 | 125 | 50 |  | 84159000
098909 | Machine screw, M5x12 PH, T25, A4 |  | 5305-22-632-4238 |  | 1 | 1261.75 | 169.00 | 145.00 | 10 | 1135.50 | 152.00 | 130.50 |  |  |  |  | 190 | 100 | 70 | 1000 | 1 pcs contains 1000 pcs | 84159000
076174-5 | Fixture, condenser 2 pcs. |  |  |  | 1 | 655.50 | 87.75 | 75.25 | 10 | 590.00 | 79.00 | 67.75 |  |  |  |  | 150 | 100 | 100 | 3333 | FS 33446 - 076174-1 <br>RAL 1001 - 076174-2 <br>RAL 1014 - 076174-3 <br>RAL 2000 - 076174-4 <br>RAL 6014 - 076174-5 <br>RAL 6031 - 076174-6 | 84159000
480038 | Pressostat, low pressure, NO, 0.4-1.4 bar | 098456 |  |  | MSRP price PCS: 1; MSRP price DKK: 89.00; MSRP price EUR: 12.00; MSRP price GBP: 10.25 | 110 | 90 | 60 | 500 |  | 90322000 | CN
098582-1 | Hose connection lower plate |  |  |  | 1 | 734.00 | 98.25 | 84.25 | 10 | 660.50 | 88.50 | 75.75 |  |  |  |  | 560 | 370 | 110 | 3333 |  | 84158100
055929-3 | Grill for heating element |  |  |  | 1 | 804.25 | 107.75 | 92.25 | 10 | 723.75 | 97.00 | 83.00 |  |  |  |  | 390 | 270 | 100 | 3333 | RAL 1001 - 055929-1 <br>RAL 1014 - 055929-2 <br>RAL 6014 - 055929-3 | 84159000
059330 | Stop Washer, 10 pcs. | 059331 | 5310-22-611-1499 |  | 1 | 373.75 | 50.00 | 43.00 | 10 | 336.50 | 45.00 | 38.75 |  |  |  |  | 220 | 130 | 30 | 50 |  | 84159000
081586-2 | Fan bridge for compressor |  | 4120-22-611-1279 |  | 1 | 582.50 | 78.00 | 67.00 | 10 | 524.25 | 70.25 | 60.25 |  |  |  |  | 710 | 343 | 35 | 3333 | FS 33446 - 081586-1 <br>RAL 1001 - 081586-2 <br>RAL 1014 - 081586-3 <br>RAL 2000 - 081586-4 <br>RAL 6014 - 081586-5 <br>RAL 6031 - 081586-6 | 84159000
081596 | Fingerscrew M8 10pcs. |  | 5355-22-611-4632 |  | 1 | 88.00 | 11.75 | 10.00 | 10 | 79.25 | 10.50 | 9.00 |  |  |  |  | 350 | 245 | 50 | 230 |  | 84159000
051625 | Drain for drip tray | 068418 |  |  | 1 | 8194.20 | 1097.00 | 941.00 | 10 | 7374.75 | 987.25 | 847.00 |  |  |  |  | 300 | 200 | 200 | 3333 | 1 pcs contains 100 pcs | 84159000
081614-1 | Air guiding platefor evaporator 2 pcs. |  |  |  | 1 | 791.75 | 106.00 | 91.00 | 10 | 712.50 | 95.50 | 82.00 |  |  |  |  | 320 | 220 | 50 | 3333 | FS 33446 - 081614-1 <br>RAL 1001 - 081614-2 <br>RAL 1014 - 081614-3 <br>RAL 6014 - 081614-4 <br>RAL 6031 - 081614-5 | 84159000
068602-1 | Condenser side plate |  |  |  | 1 | 1398.50 | 187.25 | 160.50 | 10 | 1258.75 | 168.50 | 144.50 |  |  |  |  | 300 | 200 | 100 | 2800 | 068602-1 is color FS 33446<BR> 068602-2 is color RAL 6014<BR> | 84159000 | DK
052569 | Capacitor, 15µF/450 V AC/50 Hz, S2 |  |  |  | MSRP price PCS: 1; MSRP price DKK: 30.00; MSRP price EUR: 4.00; MSRP price GBP: 3.50 | 110 | 50 | 50 | 3333 |  | 85322200 | CN
064278-6 | Condenser side plate |  |  |  | 1 | 1497.25 | 200.50 | 172.00 | 10 | 1347.50 | 180.50 | 154.75 |  |  |  |  | 1100 | 700 | 300 | 2810 | 064278-6 is color "Desert"<BR> 064278-7 is color RAL 6003<BR> 064278-8 is color RAL 6006<BR> 064278-9 is color RAL 6014<BR> 064278-10 is color RAL 6031<BR> 064278-11 is color RAL 9010 | 84159000 | DK
091288-3 | Sensor, temperatur |  |  |  | 1 | 590.17 | 79.00 | 67.75 | 10 | 531.25 | 71.00 | 61.00 |  |  |  |  | 110 | 90 | 60 | 43 |  | 84159000
046681-1 | Box for heating element, top |  |  |  | 1 | 579.25 | 77.50 | 66.50 | 10 | 521.25 | 69.75 | 59.75 |  |  |  |  | 440 | 180 | 110 | 3333 | RAL 1001 - 046681-1 <br>RAL 1014 - 046681-2 <br>RAL 6014 - 046681-3 | 84159000
063123-3 | Sight glass + dry filter | 607630,068595 |  |  | 1 | 403.50 | 54.00 | 46.50 | 10 | 363.25 | 48.50 | 41.75 |  |  |  |  | 195 | 110 | 95 | 350 |  | 84159000
458150 | Lock nut, M6 FZB |  |  |  | 1 | 7.50 | 1.00 | 0.90 | 10 | 6.75 | 1.00 | 0.75 |  |  |  |  | 0 | 0 | 0 | 10 |  | 73181650
039167-6 | Air baffle box complete, condenser |  |  |  | 1 | 1530.75 | 204.92 | 175.75 | 10 | 1377.75 | 184.50 | 158.25 |  |  |  |  | 490 | 355 | 65 | 1000 | FS 33446 - 039167-1 <br>RAL 1001 - 039167-2 <br>RAL 1014 - 039167-3 <br>RAL 2000 - 039167-4 <br>RAL 6014 - 039167-5 <br>RAL 6031 - 039167-6 | 73229000 | DK
035239-2 | Cover for air discharge, ø225 |  |  |  | 1 | 627.50 | 84.00 | 72.10 | 10 | 564.75 | 75.50 | 65.00 |  |  |  |  | 670 | 400 | 5 | 1750 | FS 33446 - 035239-1 <br>RAL 1001 - 035239-2 <br>RAL 1014 - 035239-3 <br>RAL 6014 - 035239-4 | 84159000 | DK
081591 | Vibration damper 10pcs. |  | 5340-22-608-1101 |  | 1 | 121.00 | 16.25 | 14.00 | 10 | 109.00 | 14.75 | 12.50 |  |  |  |  | 195 | 110 | 95 | 870 |  | 84159000
298993-5 | Top plate, evaporator section |  |  |  | 1 | 5100.75 | 683.00 | 585.75 | 10 | 4590.75 | 614.75 | 527.25 |  |  |  |  | 1060 | 730 | 110 | 7420 | 298993-1 is color RAL 6014 (ES)<BR> 298993-2 is color "Desert"<BR> 298993-3 is color RAL 6014<BR> 298993-4 is color RAL 9010<BR> 298993-5 is color RAL 6031<BR> | 84159000 | DK
298943-2 | Cable gland |  |  |  | 1 | 301.50 | 40.50 | 34.50 | 10 | 271.25 | 36.50 | 31.00 |  |  |  |  | 225 | 135 | 30 | 60 |  | 84159000 | DK
096342-3 | Cover with inspection louvre |  |  |  | 1 | 709.50 | 95.00 | 81.50 | 10 | 638.50 | 85.50 | 73.25 |  |  |  |  | 310 | 225 | 20 | 330 | 096342-1 is color "Desert"<BR> 096342-2 is color FS 34094<BR> 096342-3 is color RAL 6003<BR> 096342-4 is color RAL 6006<BR> 096342-5 is color RAL 6014<BR> 096342-6 is color RAL 6031<BR> 096342-7 is color RAL 9010<BR> | 84158100
601035 | Combi coil, left, DanX 9/18 8RR |  |  |  | MSRP price PCS: 1; MSRP price DKK: 21896.50; MSRP price EUR: 2931.50; MSRP price GBP: 2514.00 | 0 | 0 | 0 | 1417089 | <p>All DanX units are bespoke.<br /> To ensure 100% compatibility, please send unit serial or project number from&nbsp; type label to&nbsp;<a href="mailto:danx@dantherm.com">danx@dantherm.com</a>&nbsp;with your compatabillity request.&nbsp;</p> | 84159000
068807 | Drain rube for Driptray |  | 4130-22-623-3193 |  | 1 | 572.00 | 76.50 | 65.50 | 10 | 514.75 | 68.75 | 59.00 |  |  |  |  | 130 | 220 | 60 | 7 |  | 84159000 | DK
299003 | Thermostat (limit) |  | 6685-22-618-4073 |  | 1 | 250.50 | 33.50 | 28.75 | 10 | 225.50 | 30.25 | 26.00 |  |  |  |  | 150 | 105 | 70 | 10 |  | 84159000 | DK
293772-3 | Guard above generator compartment, complete, VAM 40 | 213070 |  |  | 1 | 1249.75 | 167.25 | 143.50 | 10 | 1124.75 | 150.50 | 129.25 |  |  |  |  | 640 | 680 | 330 | 5620 |  | 73229000 | DK
064278-8 | Condenser side plate |  |  |  | 1 | 1497.25 | 200.50 | 172.00 | 10 | 1347.50 | 180.50 | 154.75 |  |  |  |  | 1100 | 700 | 300 | 2810 | 064278-6 is color "Desert"<BR> 064278-7 is color RAL 6003<BR> 064278-8 is color RAL 6006<BR> 064278-9 is color RAL 6014<BR> 064278-10 is color RAL 6031<BR> 064278-11 is color RAL 9010 | 84159000 | DK
051633-2 | Baseplate for electrical panel | 091977 |  |  | 1 | 1327.00 | 177.70 | 152.40 | 10 | 1194.25 | 160.00 | 137.25 |  |  |  |  | 1060 | 730 | 50 | 3333 |  | 84159000 | DK
078350 | Rear cover plate, for room thermostat |  |  |  | 1 | 171.00 | 23.00 | 19.75 | 10 | 154.00 | 20.75 | 17.75 |  |  |  |  | 300 | 150 | 150 | 3333 |  | 84159000 | DK
081678-3 | Electrical box |  |  |  | 1 | 719.75 | 96.25 | 82.75 | 10 | 647.75 | 86.75 | 74.50 |  |  |  |  | 1000 | 500 | 500 | 3333 | FS 33446 - 081678-1 <br>RAL 1001 - 081678-2 <br>RAL 1014 - 081678-3 <br>RAL 2000 - 081678-4 <br>RAL 6014 - 081678-5 <br>RAL 6031 - 081678-6 | 84159000
086204 | Water splash cover for ETA |  | 5340-22-620-7950 |  | 1 | 369.75 | 49.50 | 42.50 | 10 | 332.75 | 44.50 | 38.25 |  |  |  |  | 225 | 135 | 30 | 10 |  | 84158100
099727 | Pressostat, high pressure, calibrated | 098457 |  |  | MSRP price PCS: 1; MSRP price DKK: 161.00; MSRP price EUR: 21.50; MSRP price GBP: 18.50 | 80 | 22 | 22 | 1500 |  | 90322000 | DK
095941 | Water cooling coil, Hex22 | 098499 |  |  | MSRP price PCS: 1; MSRP price DKK: 2733.00; MSRP price EUR: 366.00; MSRP price GBP: 313.75 | 230 | 540 | 480 | 5600 |  | 84159000 | IT
481765 | Hose connector, plastic | 099654,385850 |  |  | 1 | 43.50 | 5.80 | 5.00 | 10 | 35.00 | 4.66 | 4.00 |  |  |  |  | 100 | 300 | 2 | 10 |  | 39174000
064278-11 | Condenser side plate |  |  |  | 1 | 1497.25 | 200.50 | 172.00 | 10 | 1347.50 | 180.50 | 154.75 |  |  |  |  | 1100 | 700 | 300 | 2810 | 064278-6 is color "Desert"<BR> 064278-7 is color RAL 6003<BR> 064278-8 is color RAL 6006<BR> 064278-9 is color RAL 6014<BR> 064278-10 is color RAL 6031<BR> 064278-11 is color RAL 9010 | 84159000 | DK
481718 | Switch, toggle switch, 3-pole | 098462 |  |  | MSRP price PCS: 1; MSRP price DKK: 41.75; MSRP price EUR: 5.75; MSRP price GBP: 4.75 | 42 | 30 | 30 | 150 |  | 85365080
053527 | Condenser, 320 x 66 x 275 |  |  |  | MSRP price PCS: 1; MSRP price DKK: 832.00; MSRP price EUR: 111.50; MSRP price GBP: 95.50 | 380 | 280 | 150 | 5855 |  | 84189910
081583-6 | Fan foot, condenser, 2 stk. |  |  |  | 1 | 927.25 | 124.00 | 106.50 | 10 | 834.50 | 111.50 | 95.75 |  |  |  |  | 220 | 320 | 20 | 3333 | FS 33446 - 081583-1 <br>RAL 1001 - 081583-2 <br>RAL 1014 - 081583-3 <br>RAL 2000 - 081583-4 <br>RAL 6014 - 081583-5 <br>RAL 6031 - 081583-6 | 84159000
081625 | Counter nut, brass 10 pcs. | 527520 | 5310-22-608-6146 |  | 1 | 365.75 | 49.00 | 42.00 | 10 | 329.25 | 44.00 | 37.75 |  |  |  |  | 130 | 220 | 30 | 3333 |  | 84159000
086208 | OT thermostat |  | 6685-22-609-9724 |  | 1 | 1208.50 | 161.75 | 138.75 | 10 | 1087.75 | 145.50 | 125.00 |  |  |  |  | 280 | 275 | 155 | 170 | Jumo EMF-80 | 84158100
068629-1 | Evaporator |  |  |  | 1 | 3206.50 | 429.25 | 368.25 | 10 | 2885.75 | 386.25 | 331.50 |  |  |  |  | 600 | 570 | 320 | 9250 | 068629-1 is color FS 33446<BR> 068629-2 is color RAL 6014<BR> | 84159000 | DK
068615-5 | Hose lock moving part |  |  |  | 1 | 797.50 | 106.75 | 91.50 | 10 | 717.75 | 96.00 | 82.25 |  |  |  |  | 400 | 250 | 50 | 850 | 068615-1 is color FS 33446<BR> 068615-2 is color RAL 1001<BR> 068615-3 is color RAL 1014<BR> 068615-4 is color RAL 2000<BR> 068615-5 is color RAL 6014<BR> 068615-6 is color RAL 6031<BR> | 84159000 | DK
481385 | Fitting for copper tubes, Q/D, female, 1/2" BSPF | 098501 |  |  | MSRP price PCS: 1; MSRP price DKK: 265.50; MSRP price EUR: 35.50; MSRP price GBP: 30.50 | 100 | 100 | 50 | 100 |  | 74122000
053179 | Valve, thermostatic valve |  |  |  | MSRP price PCS: 1; MSRP price DKK: 591.00; MSRP price EUR: 79.00; MSRP price GBP: 68.00 | 130 | 100 | 50 | 170 |  | 84811019 | DK
293765 | Wheel with axle, VAM 40 | 208810 | 2530-22-121-1021 |  | 1 | 1008.75 | 135.00 | 115.75 | 10 | 908.00 | 121.50 | 104.25 |  |  |  |  | 400 | 300 | 370 | 4680 |  | 73229000 | DK
108533 | Sheet filter, PPI 15, 2000 x 1000 x 15mm | 431250 |  |  | 1 | 380.00 | 51.00 | 44.00 | 10 | 342.00 | 46.00 | 39.50 |  |  |  |  | 540 | 540 | 200 | 800 |  | 84219990
081586-5 | Fan bridge for compressor |  | 4120-22-611-1279 |  | 1 | 582.50 | 78.00 | 67.00 | 10 | 524.25 | 70.25 | 60.25 |  |  |  |  | 710 | 343 | 35 | 3333 | FS 33446 - 081586-1 <br>RAL 1001 - 081586-2 <br>RAL 1014 - 081586-3 <br>RAL 2000 - 081586-4 <br>RAL 6014 - 081586-5 <br>RAL 6031 - 081586-6 | 84159000
068711 | Frame for protection (kit for one mondul) |  | 4130-22-623-3181 |  | 1 | 3906.75 | 523.00 | 448.50 | 10 | 3516.00 | 470.75 | 403.75 |  |  |  |  | 630 | 1150 | 100 | 10500 |  | 84159000 | DK
481371 | Hose, 6mm x 9mm, transparent | 083950,099654,099781,083950,099782,083950,099785,083950 |  |  | 1 | 8.90 | 1.20 | 1.02 | 10 | 7.12 | 0.95 | 0.82 |  |  |  |  | 300 | 300 | 100 | 10 |  | 39173200
298975 | Sight glass + dry filter |  | 6680-22-616-3977 |  | 1 | 542.75 | 72.75 | 62.25 | 10 | 488.50 | 65.50 | 56.00 |  |  |  |  | 250 | 175 | 100 | 520 |  | 84159000 | DK
298957-5 | Condenser front grill |  |  |  | 1 | 3030.25 | 405.75 | 348.00 | 10 | 2727.25 | 365.25 | 313.25 |  |  |  |  | 725 | 650 | 45 | 1000 | 298957-1 is color "Desert"<BR> 298957-2 is color FS 34094<BR> 298957-3 is color RAL 6014<BR> 298957-4 is color RAL 6031<BR> 298957-5 is color RAL 9010<BR> | 84159000 | DK
098864-1 | Controller front |  |  |  | 1 | 763.00 | 102.25 | 87.75 | 10 | 686.75 | 92.00 | 79.00 |  |  |  |  | 110 | 90 | 60 | 100 |  | 84159000
061565-3 | Box for heating element, bottom |  |  |  | 1 | 1004.75 | 134.50 | 115.25 | 10 | 904.25 | 121.00 | 103.75 |  |  |  |  | 480 | 220 | 300 | 3333 | RAL 1001 - 061565-1 <br>RAL 1014 - 061565-2 <br>RAL6014 - 061565-3 | 84159000
081583-4 | Fan foot, condenser, 2 stk. |  |  |  | 1 | 927.25 | 124.00 | 106.50 | 10 | 834.50 | 111.50 | 95.75 |  |  |  |  | 220 | 320 | 20 | 3333 | FS 33446 - 081583-1 <br>RAL 1001 - 081583-2 <br>RAL 1014 - 081583-3 <br>RAL 2000 - 081583-4 <br>RAL 6014 - 081583-5 <br>RAL 6031 - 081583-6 | 84159000
458220 | Lock nut, M5 FZB |  |  |  | 1 | 15.00 | 2.00 | 1.75 | 10 | 13.50 | 1.75 | 1.50 |  |  |  |  | 1 | 1 | 1 | 0 |  | 73181650
165262-5 | Filter cassette, cpl. for evaporator |  |  |  | 1 | 671.25 | 89.75 | 77.00 | 10 | 604.25 | 80.75 | 69.25 |  |  |  |  | 500 | 500 | 500 | 1000 | FS 33446 - 165262-1 <br>RAL 1001 - 165262-2 <br>RAL 1014 - 165262-3 <br>RAL 2000 - 165262-4 <br>RAL 6014 - 165262-5 <br>RAL 6031 - 165262-6 | 84158100
035242-5 | Cover for air intake, ø225 |  |  |  | 1 | 876.50 | 117.50 | 100.70 | 10 | 788.75 | 105.75 | 90.75 |  |  |  |  | 670 | 400 | 10 | 3333 | FS 33446 - 035242-1 <br>RAL 1001 - 035242-2 <br>RAL 1014 - 035242-3 <br>RAL 6014 - 035242-4 <br>RAL 9010 - 035242-5 | 84159000 | DK
075815-1 | Hour counter 24VAC 50Hz | 295161 |  |  | 1 | 443.50 | 59.50 | 51.00 | 10 | 399.25 | 53.50 | 46.00 |  |  |  |  | 225 | 135 | 30 | 400 |  | 84159000
064274-2 | Cable gland, set |  |  |  | 1 | 288.50 | 38.75 | 33.25 | 10 | 259.75 | 35.00 | 30.00 |  |  |  |  | 0 | 0 | 0 | 70 |  | 84159000 | DK
065627-2 | Cover, controller |  |  |  | 1 | 1347.00 | 180.00 | 154.00 | 10 | 1212.25 | 162.00 | 138.50 |  |  |  |  | 600 | 500 | 300 | 1400 |  | 84159000
039167-1 | Air baffle box complete, condenser |  |  |  | 1 | 1530.75 | 204.92 | 175.75 | 10 | 1377.75 | 184.50 | 158.25 |  |  |  |  | 490 | 355 | 65 | 1000 | FS 33446 - 039167-1 <br>RAL 1001 - 039167-2 <br>RAL 1014 - 039167-3 <br>RAL 2000 - 039167-4 <br>RAL 6014 - 039167-5 <br>RAL 6031 - 039167-6 | 73229000 | DK
055741-3 | Filter frame |  |  |  | 1 | 1001.00 | 134.00 | 115.00 | 10 | 901.00 | 120.50 | 103.50 |  |  |  |  | 650 | 435 | 25 | 3333 | FS 33446 - 055741-1 <br>RAL 1001 - 055741-2 <br>RAL 1014 - 055741-3 <br>RAL 2000 - 055741-4 <br>RAL 6014 - 055741-5 <br>RAL 6031 - 055741-6 | 84159000
046679-6 | Shielding plate upper condenser |  |  |  | 1 | 684.25 | 92.00 | 78.50 | 10 | 615.75 | 82.75 | 70.75 |  |  |  |  | 765 | 75 | 20 | 3333 |  | 84159000
068756 | Rubber grommet for O/T, 5 pcs. |  | 5365-22-623-3165 |  | 1 | 162.75 | 21.75 | 18.75 | 10 | 146.50 | 19.50 | 17.00 |  |  |  |  | 225 | 135 | 50 | 60 |  | 84159000 | DK
063729 | Cooling plant Cpl. Cdp 75 | 175312 |  |  | MSRP price PCS: 1; MSRP price DKK: 10384.00; MSRP price EUR: 1390.00; MSRP price GBP: 1192.20 | 1200 | 800 | 820 | 55000 | Cooling plant to CDP 75 MKII | 84159000
076178 | End plate with box (without hatch and controller) |  | 4130-22-624-7484 |  | 1 | 5434.00 | 727.00 | 624.00 | 10 | 4890.50 | 654.25 | 561.50 |  |  |  |  | 0 | 0 | 0 | 3333 |  | 84159000
293742-2 | Heating element |  |  |  | 1 | 4755.00 | 636.50 | 546.00 | 10 | 4279.50 | 572.75 | 491.50 |  |  |  |  | 580 | 385 | 110 | 3380 | FS 33446 - 293742-1 <br>RAL 1001 - 293742-2 <br>RAL 1014 - 293742-3 <br>RAL 2000 - 293742-4 <br>RAL 6014 - 293742-5 <br>RAL 6031 - 293742-6 | 73229000 | DK
095040 | Condensate water tank | 098646,357803 |  |  | MSRP price PCS: 1; MSRP price DKK: 703.00; MSRP price EUR: 94.25; MSRP price GBP: 80.75 | 150 | 165 | 140 | 145 |  | 39269097 | DK
026133 | Gear motor, complete |  |  |  | MSRP price PCS: 1; MSRP price DKK: 3569.00; MSRP price EUR: 478.00; MSRP price GBP: 410.00 | 600 | 400 | 400 | 10000 |  | 84159000 | DK
051604 | Sheet metal screw, ST 2,9x9,5 | 472730 |  |  | 1 | 336.00 | 45.00 | 39.00 | 10 | 302.50 | 40.50 | 35.00 |  |  |  |  | 220 | 160 | 90 | 3333 | 1 pcs contains 100 pcs | 84159000
055630-1 | Pipe bracket, rear, left | 069857 |  |  | 1 | 793.75 | 106.25 | 91.25 | 10 | 714.50 | 95.50 | 82.25 |  |  |  |  | 480 | 190 | 70 | 320 | 055630-1 is color RAL 1021 <BR> 055630-2 is color RAL 2000<BR> 055630-3 is color RAL 6014<BR> 055630-4 is color RAL 6031<BR> | 73229000
108088 | Ground cable 2 pcs. + fastners |  |  |  | 1 | 596.50 | 80.00 | 68.50 | 10 | 536.75 | 72.00 | 61.75 |  |  |  |  | 150 | 100 | 50 | 500 |  | 84158100 | DK
062335 | Shoe, 2pcs. | 541061 |  |  | MSRP price PCS: 1; MSRP price DKK: 373.75; MSRP price EUR: 50.00; MSRP price GBP: 43.00 | 225 | 135 | 30 | 30 |  | 84159000
081696 | Toothed lock washer, 20 pcs |  |  |  | 1 | 262.75 | 35.25 | 30.25 | 10 | 236.50 | 31.75 | 27.25 |  |  |  |  | 130 | 220 | 100 | 3333 |  | 84159000
068659-8 | Hatch for controller (std) |  |  |  | 1 | 1090.00 | 146.00 | 125.25 | 10 | 981.00 | 131.50 | 112.75 |  |  |  |  | 450 | 400 | 60 | 1400 | 068659-1 is color FS 33446,heat,softstarter <BR> 068659-2 is color FS 33446,heat <BR> 068659-3 is color FS 33446,softstarter <BR> 068659-4 is color FS 33446 standard <BR> 068659-5 is color RAL 6014,heat,softstarter <BR> 068659-6 is color RAL 6014,heat <BR> 068659-7 is color RAL 6014,softstarter <BR> 068659-8 is color RAL 6014 standard <BR> | 84159000 | DK
051737 | Plug, insert socket, female, ILME type CKSHF-03 | 524710 |  |  | 1 | 177.75 | 23.75 | 20.50 | 10 | 160.00 | 21.50 | 18.50 |  |  |  |  | 0 | 0 | 0 | 3333 |  | 85369010 | DK
081599 | Insulation for upper cover plate |  | 5640-22-610-9634 |  | 1 | 828.75 | 111.00 | 95.25 | 10 | 746.00 | 100.00 | 85.75 |  |  |  |  | 780 | 740 | 110 | 3333 |  | 84159000
165255-5 | Air outlet box |  |  |  | 1 | 954.50 | 127.75 | 109.50 | 10 | 859.00 | 115.00 | 98.50 |  |  |  |  | 150 | 100 | 50 | 3000 | FS 33446 - 165255-1 <br>RAL 1001 - 165255-2 <br>RAL 1014 - 165255-3 <br>RAL 2000 - 165255-4 <br>RAL 6014 - 165255-5 <br>RAL 6031 - 165255-1 | 84159000
098642-3 | Side plate, left, with insulation |  |  |  | MSRP price PCS: 1; MSRP price DKK: 1935.00; MSRP price EUR: 259.25; MSRP price GBP: 222.25 | 0 | 0 | 0 | 3333 |  | 84159000
298938 | Rubber sleeve kit |  | 5365-22-616-3978 |  | 1 | 582.25 | 78.00 | 67.00 | 10 | 524.00 | 70.25 | 60.25 |  |  |  |  | 130 | 220 | 50 | 33 |  | 84159000 | DK
081592 | Pin for foot, 10 pcs. |  | 5315-12-196-2838 |  | 1 | 48.75 | 6.50 | 5.50 | 10 | 44.00 | 5.75 | 5.00 |  |  |  |  | 225 | 135 | 3 | 20 |  | 84159000
068604-2 | Condenser end plate |  |  |  | 1 | 1299.75 | 174.00 | 149.25 | 10 | 1169.75 | 156.50 | 134.25 |  |  |  |  | 300 | 2000 | 100 | 1900 | 068604-1 is color FS 33446<BR> 068604-2 is color RAL 6014<BR> | 84159000 | DK
098444-1 | Back plate, upper |  |  |  | MSRP price PCS: 1; MSRP price DKK: 1879.75; MSRP price EUR: 251.75; MSRP price GBP: 215.75 | 840 | 610 | 400 | 7000 |  | 84159000 | DK
095307 | Rear plate, for room thermostat |  | 6110-22-632-4420 |  | 1 | 895.50 | 120.00 | 103.00 | 10 | 806.00 | 108.00 | 92.75 |  |  |  |  | 410 | 150 | 120 | 3333 |  | 84158100
081584-3 | Profile, condenser |  | 4130-22-611-9492 |  | 1 | 844.00 | 113.00 | 97.00 | 10 | 759.50 | 101.75 | 87.25 |  |  |  |  | 730 | 210 | 50 | 3333 | FS 33446 - 081584-1 <br>RAL 1001 - 081584-2 <br>RAL 1014 - 081584-3 <br>RAL 2000 - 081584-4 <br>RAL 6014 - 081584-5 <br>RAL 6031 - 081584-6 <br>RAL 6031 | 84159000
098862 | Fuse 10 pcs. |  | 5925-22-632-1714 |  | 1 | 365.75 | 49.00 | 42.00 | 10 | 329.25 | 44.00 | 37.75 |  |  |  |  | 150 | 100 | 5 | 50 |  | 84159000
095347 | Connection box |  | 4130-22-632-4123 |  | 1 | 311.00 | 42.00 | 36.00 | 10 | 280.00 | 37.75 | 32.50 |  |  |  |  | 90 | 90 | 40 | 3333 |  | 84158100
075406 | Earth terminal |  | 5940-22-626-3968 |  | 1 | 456.00 | 61.00 | 52.25 | 10 | 410.50 | 55.00 | 47.00 |  |  |  |  | 110 | 90 | 60 | 3333 |  | 84159000
081584-5 | Profile, condenser |  | 4130-22-611-9492 |  | 1 | 844.00 | 113.00 | 97.00 | 10 | 759.50 | 101.75 | 87.25 |  |  |  |  | 730 | 210 | 50 | 3333 | FS 33446 - 081584-1 <br>RAL 1001 - 081584-2 <br>RAL 1014 - 081584-3 <br>RAL 2000 - 081584-4 <br>RAL 6014 - 081584-5 <br>RAL 6031 - 081584-6 <br>RAL 6031 | 84159000
064275 | Service valve, 2 pcs. |  | 4820-22-620-1693 |  | 1 | 413.00 | 55.25 | 47.50 | 10 | 371.75 | 49.75 | 42.75 |  |  |  |  | 195 | 110 | 95 | 390 |  | 84159000 | DK
098292 | Cable set for control box |  |  |  | MSRP price PCS: 1; MSRP price DKK: 1126.50; MSRP price EUR: 150.75; MSRP price GBP: 129.25 | 250 | 250 | 50 | 240 |  | 85444210 | PL
098493-18 | Control board, PCB Options (LPHW) |  |  |  | MSRP price PCS: 1; MSRP price DKK: 1314.25; MSRP price EUR: 176.00; MSRP price GBP: 151.00 | 350 | 245 | 50 | 250 |  | 84159000 | DK
081248 | Sensor, humidity and temperature, 0-10 V, room |  |  |  | MSRP price PCS: 1; MSRP price DKK: 3162.50; MSRP price EUR: 423.36; MSRP price GBP: 363.09 | 0 | 0 | 0 | 235 | <p>All DanX units are bespoke.<br /> To ensure 100% compatibility, please send unit serial or project number from&nbsp; type label to&nbsp;<a href="mailto:danx@dantherm.com">danx@dantherm.com</a>&nbsp;with your compatabillity request.&nbsp;</p> | 90258080 | DK
053237 | Gasket for cover for compressor |  |  |  | MSRP price PCS: 1; MSRP price DKK: 10.00; MSRP price EUR: 1.30; MSRP price GBP: 1.10 | 60 | 60 | 0 | 3 |  | 84149000 | CN
298959-2 | Condensor + line drier |  |  |  | 1 | 5546.50 | 742.50 | 637.00 | 10 | 4991.75 | 668.25 | 573.25 |  |  |  |  | 1140 | 830 | 150 | 16850 | 298959-1 is color "Desert" & RAL 9010<BR> 298959-2 is color RAL 6014 & RAL 6031<BR> | 84159000 | DK
098581 | Hose connection top |  |  |  | 1 | 280.00 | 37.50 | 32.00 | 10 | 252.00 | 33.75 | 28.75 |  |  |  |  | 50 | 50 | 50 | 3333 |  | 84158100
075822-1 | Contactor 18A | 295170 |  |  | 1 | 744.50 | 99.75 | 85.50 | 10 | 670.00 | 89.75 | 77.00 |  |  |  |  | 195 | 110 | 950 | 340 | 3P+1NO, 24V AC | 84159000
796380-2 | Front gable, insulated, AC-M7 MKII |  |  |  | 1 | 959.50 | 128.50 | 110.25 | 10 | 863.50 | 115.75 | 99.25 |  |  |  |  | 760 | 980 | 120 | 5000 | RAL 1001 - 796380-1 RAL 1014 - 796380-2 RAL 6014 - 796380-3 | 84159000
293772-2 | Guard above generator compartment, complete, VAM 40 | 213070 |  |  | 1 | 1249.75 | 167.25 | 143.50 | 10 | 1124.75 | 150.50 | 129.25 |  |  |  |  | 640 | 680 | 330 | 5620 |  | 73229000 | DK
055208-3 | Manual holder |  |  |  | 1 | 845.00 | 113.00 | 97.00 | 10 | 760.50 | 101.75 | 87.25 |  |  |  |  | 0 | 0 | 0 | 3333 |  | 84158100 | DK
051614-3 | Condensor grill | 091388 |  |  | 1 | 1199.00 | 160.50 | 137.70 | 10 | 1079.00 | 144.50 | 124.00 |  |  |  |  | 1030 | 610 | 140 | 3333 |  | 84159000
059859-3 | Suspension for supporting leg, left |  |  |  | 1 | 669.25 | 89.50 | 76.75 | 10 | 602.25 | 80.50 | 69.00 |  |  |  |  | 150 | 150 | 90 | 330 |  | 84159000
093803-1 | Roomthermostat cpl. |  |  |  | 1 | 2613.75 | 350.00 | 300.25 | 10 | 2352.50 | 315.00 | 270.25 |  |  |  |  | 270 | 270 | 140 | 1200 |  | 84159000
066559-1 | End plate, controller side |  |  |  | 1 | 2385.25 | 319.25 | 274.00 | 10 | 2146.75 | 287.25 | 246.50 |  |  |  |  | 850 | 690 | 410 | 2020 | 066559-1 is color "Desert"<BR> 066559-2 is color RAL 6014<BR> 066559-3 is color RAL 6031<BR> 066559-4 is color RAL 9010<BR> | 84159000
081606-7 | End cap 2 pcs. | 078560 | 5340-22-611-1573 |  | 1 | 595.25 | 79.75 | 68.25 | 10 | 535.75 | 71.75 | 61.50 |  |  |  |  | 225 | 135 | 30 | 80 | FS 33446 - 081606-1 <br>RAL 1001 - 081606-2 <br>RAL 1014 - 081606-3 <br>RAL 1016 - 081606-4 <br>RAL 1021 - 081606-5 <br>RAL 2000 - 081606-6 <br>RAL 2004 - 081606-7 <br>RAL 3000 - 081606-8 <br>RAL 5010 - 081606-9 <br>RAL 6014 - 081606-10 <br>RAL 6031 - 081606-11 <br>RAL 7024 - 081606-12 <br>RAL 9010 - 081606-13 <br>RAL 9016 - 081606-14 | 84159000
075499-2 | Fan, evaporator | 018524 |  |  | 1 | 4068.50 | 544.75 | 467.25 | 10 | 3661.75 | 490.25 | 420.50 |  |  |  |  | 480 | 480 | 480 | 22390 |  | 84159000
094060-2 | Function switch, 3 positions fixed |  |  |  | 1 | 751.50 | 100.60 | 86.30 | 10 | 676.25 | 90.50 | 77.75 |  |  |  |  | 190 | 100 | 70 | 3333 |  | 84159000
481651 | Magnet, ø10mm x h2.5mm | 098446 |  |  | MSRP price PCS: 1; MSRP price DKK: 26.00; MSRP price EUR: 3.50; MSRP price GBP: 3.00 | 10 | 10 | 10 | 1 |  | 85051100
081583-1 | Fan foot, condenser, 2 stk. |  |  |  | 1 | 927.25 | 124.00 | 106.50 | 10 | 834.50 | 111.50 | 95.75 |  |  |  |  | 220 | 320 | 20 | 3333 | FS 33446 - 081583-1 <br>RAL 1001 - 081583-2 <br>RAL 1014 - 081583-3 <br>RAL 2000 - 081583-4 <br>RAL 6014 - 081583-5 <br>RAL 6031 - 081583-6 | 84159000
081702 | DIN Rail |  | 5340-22-611-2283 |  | 1 | 280.25 | 37.50 | 32.25 | 10 | 252.25 | 33.75 | 29.00 |  |  |  |  | 130 | 220 | 50 | 3333 |  | 84159000
068773 | Auxiliary contact for compressor (part of Q2) |  | 6110-22-623-3310 |  | 1 | 417.75 | 56.00 | 48.00 | 10 | 376.00 | 50.50 | 43.25 |  |  |  |  | 150 | 105 | 70 | 10 |  | 84159000 | DK
068580-2 | Condenser coil, small |  |  |  | 1 | 4615.50 | 618.00 | 530.00 | 10 | 4154.00 | 556.25 | 477.00 |  |  |  |  | 600 | 600 | 400 | 13600 | 068580-1 is color FS 33446<BR> 068580-2 is color RAL 6014<BR> | 84159000 | DK
098625-1 | Dividerplate |  |  |  | 1 | 666.75 | 89.25 | 76.60 | 10 | 600.00 | 80.25 | 69.00 |  |  |  |  | 710 | 310 | 20 | 3333 |  | 84158100
066560-3 | Side plade, evaporator |  |  |  | 1 | 1252.00 | 167.75 | 143.75 | 10 | 1126.75 | 151.00 | 129.50 |  |  |  |  | 0 | 0 | 0 | 3012 | 066560-1 is color "Desert"<BR> 066560-2 is color RAL 6014<BR> 066560-3 is color RAL 6031<BR> 066560-4 is color RAL 9010<BR> | 84159000
075411 | Power supply cable |  | 6150-22-626-3975 |  | 1 | 1316.75 | 176.25 | 151.25 | 10 | 1185.00 | 158.75 | 136.25 |  |  |  |  | 310 | 310 | 140 | 3333 |  | 84159000
081404 | Plastic guide shoe, 50 pcs. | 479620 | 5930-22-611-5201 |  | 1 | 625.00 | 83.75 | 71.75 | 10 | 562.50 | 75.50 | 64.50 |  |  |  |  | 225 | 135 | 30 | 10 |  | 84159000
081606-5 | End cap 2 pcs. | 078560 | 5340-22-611-1573 |  | 1 | 595.25 | 79.75 | 68.25 | 10 | 535.75 | 71.75 | 61.50 |  |  |  |  | 225 | 135 | 30 | 80 | FS 33446 - 081606-1 <br>RAL 1001 - 081606-2 <br>RAL 1014 - 081606-3 <br>RAL 1016 - 081606-4 <br>RAL 1021 - 081606-5 <br>RAL 2000 - 081606-6 <br>RAL 2004 - 081606-7 <br>RAL 3000 - 081606-8 <br>RAL 5010 - 081606-9 <br>RAL 6014 - 081606-10 <br>RAL 6031 - 081606-11 <br>RAL 7024 - 081606-12 <br>RAL 9010 - 081606-13 <br>RAL 9016 - 081606-14 | 84159000
428230 | Hose for ventilation, ø225x3000, insulated, green |  | 4720-01-272-5744 |  | 1 | 3045.00 | 407.75 | 349.50 | 10 | 2740.50 | 367.00 | 314.50 |  |  |  |  | 3000 | 230 | 230 | 5400 |  | 84159000
098914 | Vibration absorber |  | 5340-22-632-4312 |  | 1 | 457.50 | 61.20 | 52.50 | 10 | 411.75 | 55.00 | 47.25 |  |  |  |  | 110 | 90 | 60 | 1500 | Ø25 - H20 <b>1 pcs contains 10 pcs | 84159000
098443-1 | Top cover |  |  |  | MSRP price PCS: 1; MSRP price DKK: 2608.00; MSRP price EUR: 349.50; MSRP price GBP: 299.50 | 840 | 610 | 380 | 8000 | 098443-1 for MKII <BR> 098443-2 for MKIII | 84159000 | DK
060807 | Filter cover, right |  |  |  | MSRP price PCS: 1; MSRP price DKK: 58.50; MSRP price EUR: 8.00; MSRP price GBP: 6.75 | 200 | 200 | 200 | 3333 |  | 39201089 | DK
081594 | Plessure spring 10 pcs. |  |  |  | 1 | 85.25 | 11.50 | 9.75 | 10 | 76.75 | 10.25 | 8.75 |  |  |  |  | 225 | 135 | 30 | 10 |  | 84159000
076172-5 | Fitting for copper tube |  |  |  | 1 | 592.25 | 79.25 | 68.00 | 10 | 533.00 | 71.25 | 61.25 |  |  |  |  | 150 | 100 | 100 | 3333 | FS 33446 - 076172-1 <br>RAL 1001 - 076172-2 <br>RAL 1014 - 076172-3 <br>RAL 2000 - 076172-4 <br>RAL 6014 - 076172-5 <br>RAL 6031 - 076172-6 | 84159000
081585-2 | Plate for hose connection |  | 4120-22-611-1268 |  | 1 | 608.25 | 81.50 | 69.75 | 10 | 547.50 | 73.25 | 62.75 |  |  |  |  | 670 | 400 | 50 | 1520 | FS 33446 - 081585-1 <br>RAL 1001 - 081585-2 <br>RAL 1014 - 081585-3 <br>RAL 6014 - 081585-4 <br>RAL 6031 - 081585-5 | 84159000
290364 | Thermal relay |  | 5930-22-616-3694 |  | 1 | 521.75 | 69.75 | 60.00 | 10 | 469.50 | 62.75 | 54.00 |  |  |  |  | 150 | 105 | 70 | 100 |  | 84159000 | DK
064266-3 | Fresh air intake, 2 set |  |  |  | 1 | 838.00 | 112.25 | 96.25 | 10 | 754.25 | 101.00 | 86.75 |  |  |  |  | 300 | 300 | 200 | 530 | 064266-1 is color "Desert"<BR> 064266-2 is color RAL 6014<BR> 064266-3 is color RAL 6031<BR> 064266-4 is color RAL 9010<BR> | 84159000 | DK
068643-1 | Top plate for evaportor section |  |  |  | 1 | 2621.25 | 351.00 | 301.00 | 10 | 2359.25 | 316.00 | 271.00 |  |  |  |  | 1050 | 710 | 80 | 3300 | 068643-1 is color FS 33446<BR> 068643-2 is color RAL 6014<BR> | 84159000 | DK
051475 | Hose clamp 10 pcs | 543670 | 4730-22-127-0101 |  | 1 | 460.75 | 61.75 | 53.00 | 10 | 414.75 | 55.50 | 47.75 |  |  |  |  | 0 | 0 | 0 | 3333 |  | 73229000
046407-1 | Hose lock, part 1 |  |  |  | 1 | 672.75 | 90.00 | 77.25 | 10 | 605.50 | 81.00 | 69.50 |  |  |  |  | 580 | 385 | 110 | 470 | RAL 1001 - 046407-1 <br>RAL 1014 - 046407-2 <br>RAL 6014 - 046407-3 | 84159000
076172-1 | Fitting for copper tube |  |  |  | 1 | 592.25 | 79.25 | 68.00 | 10 | 533.00 | 71.25 | 61.25 |  |  |  |  | 150 | 100 | 100 | 3333 | FS 33446 - 076172-1 <br>RAL 1001 - 076172-2 <br>RAL 1014 - 076172-3 <br>RAL 2000 - 076172-4 <br>RAL 6014 - 076172-5 <br>RAL 6031 - 076172-6 | 84159000
098597 | Nut M6 |  |  |  | 1 | 328.75 | 44.00 | 37.75 | 10 | 296.00 | 39.50 | 34.00 |  |  |  |  | 150 | 100 | 50 | 3333 | 1 pcs contains 100 pcs | 84159000
081605 | Insulation for side cover plate |  | 5640-22-610-9629 |  | 1 | 608.25 | 81.50 | 69.75 | 10 | 547.50 | 73.25 | 62.75 |  |  |  |  | 550 | 420 | 100 | 3333 |  | 84159000
098513 | Fitting, fork lift truck |  |  |  | MSRP price PCS: 1; MSRP price DKK: 900.00; MSRP price EUR: 120.50; MSRP price GBP: 103.50 | 990 | 250 | 140 | 3470 |  | 84159000 | DK
478080 | Blind rivet, D4.8 ø5.0, riveting capacity 17.0-20.0mm, alu |  |  |  | 1 | 5.00 | 0.75 | 0.50 | 10 | 4.50 | 0.75 | 0.50 |  |  |  |  | 1 | 1 | 1 | 10 |  | 84159000
095477 | Terminal block complete |  | 5940-22-630-3166 |  | 1 | 1265.25 | 169.50 | 145.25 | 10 | 1138.75 | 152.50 | 130.75 |  |  |  |  | 0 | 0 | 0 | 300 | Compatible with controller type: 086175 only | 84158100
091282 | Evaporator fan |  |  |  | 1 | 4331.75 | 580.00 | 497.25 | 10 | 3898.50 | 522.00 | 447.50 |  |  |  |  | 480 | 480 | 480 | 9030 |  | 84159000
081580-2 | Condenser coil | 600025 |  |  | 1 | 3511.50 | 470.25 | 403.25 | 10 | 3160.25 | 423.25 | 363.00 |  |  |  |  | 780 | 595 | 280 | 14870 |  | 84159000
090140 | Harting Male, panel Metal Cover |  |  |  | 1 | 1391.00 | 186.00 | 159.00 | 10 | 1252.00 | 167.50 | 143.00 |  |  |  |  | 150 | 105 | 70 | 140 |  | 84159000
081698 | DIN Rail |  | 5975-22-611-2206 |  | 1 | 287.00 | 38.50 | 33.00 | 10 | 258.25 | 34.75 | 29.75 |  |  |  |  | 140 | 100 | 100 | 3333 |  | 84159000
068777 | Softstarter |  | 5999-22-623-3489 |  | 1 | 3336.75 | 446.75 | 383.25 | 10 | 3003.00 | 402.00 | 345.00 |  |  |  |  | 195 | 110 | 95 | 380 |  | 84159000 | DK
019469 | Lock washer, M5 | 098639,019469 |  |  | MSRP price PCS: 1; MSRP price DKK: 3.75; MSRP price EUR: 0.60; MSRP price GBP: 0.50 | 10 | 10 | 10 | 10 |  | 73182100
075484 | Softstarter | 295171 | 5999-22-618-4103 |  | 1 | 2728.50 | 365.25 | 313.25 | 10 | 2455.75 | 328.75 | 282.00 |  |  |  |  | 195 | 150 | 60 | 640 |  | 84159000
055222 | Tube holder kit, kondencer modul |  |  |  | 1 | 624.50 | 83.60 | 71.70 | 10 | 562.00 | 75.25 | 64.50 |  |  |  |  | 0 | 0 | 0 | 3333 |  | 84159000 | DK
086192-1 | Cover plate for electrical box |  |  |  | 1 | 848.50 | 113.50 | 97.50 | 10 | 763.75 | 102.25 | 87.75 |  |  |  |  | 270 | 230 | 100 | 3333 | FS 33446 - 086192-1 <br>RAL 1001 - 086192-2 <br>RAL 1014 - 086192-3 <br>RAL 2000 - 086192-4 <br>RAL 6014 - 086192-5 <br>RAL 6031 - 086192-6 | 84158100
093564-2 | Condenser fan |  |  |  | 1 | 5171.50 | 692.50 | 593.75 | 10 | 4654.25 | 623.25 | 534.50 |  |  |  |  | 480 | 480 | 480 | 9210 |  | 84158100
086206 | Timer, heating coil |  | 6645-22-620-7944 |  | 1 | 994.25 | 133.00 | 114.25 | 10 | 894.75 | 119.75 | 102.75 |  |  |  |  | 150 | 105 | 70 | 30 |  | 84158100
096342-6 | Cover with inspection louvre |  |  |  | 1 | 709.50 | 95.00 | 81.50 | 10 | 638.50 | 85.50 | 73.25 |  |  |  |  | 310 | 225 | 20 | 330 | 096342-1 is color "Desert"<BR> 096342-2 is color FS 34094<BR> 096342-3 is color RAL 6003<BR> 096342-4 is color RAL 6006<BR> 096342-5 is color RAL 6014<BR> 096342-6 is color RAL 6031<BR> 096342-7 is color RAL 9010<BR> | 84158100
055221 | Insulation for tube |  |  |  | 1 | 518.50 | 69.50 | 59.50 | 10 | 466.75 | 62.50 | 53.50 |  |  |  |  | 0 | 0 | 0 | 3333 |  | 84159000 | DK
086210 | Limit thermostat |  | 6685-22-609-9777 |  | 1 | 971.75 | 130.00 | 111.50 | 10 | 874.50 | 117.00 | 100.25 |  |  |  |  | 280 | 275 | 155 | 180 | Jumo EM-2 | 84158100
298945 | Rubber handles at operator panel |  | 5340-22-616-4002 |  | 1 | 547.50 | 73.50 | 62.85 | 10 | 492.75 | 66.25 | 56.50 |  |  |  |  | 135 | 225 | 60 | 40 |  | 84159000 | DK
065638 | Fan |  | 4140-22-621-7581 |  | 1 | 7170.50 | 960.00 | 823.25 | 10 | 6453.50 | 864.00 | 741.00 |  |  |  |  | 600 | 600 | 400 | 18600 |  | 84159000
081585-5 | Plate for hose connection |  | 4120-22-611-1268 |  | 1 | 608.25 | 81.50 | 69.75 | 10 | 547.50 | 73.25 | 62.75 |  |  |  |  | 670 | 400 | 50 | 1520 | FS 33446 - 081585-1 <br>RAL 1001 - 081585-2 <br>RAL 1014 - 081585-3 <br>RAL 6014 - 081585-4 <br>RAL 6031 - 081585-5 | 84159000
606671 | Pressostat |  | 5930-22-609-9745 |  | 1 | 1201.00 | 160.75 | 138.00 | 10 | 1081.00 | 144.75 | 124.25 |  |  |  |  | 100 | 100 | 100 | 300 |  | 90322000
607297 | Dry filter, 5/8" lodde. Dml 165s |  |  |  | MSRP price PCS: 1; MSRP price DKK: 44.50; MSRP price EUR: 6.00; MSRP price GBP: 5.25 | 50 | 50 | 50 | 50 | <p>All DanX units are bespoke.<br /> To ensure 100% compatibility, please send unit serial or project number from&nbsp; type label to&nbsp;<a href="mailto:danx@dantherm.com">danx@dantherm.com</a>&nbsp;with your compatabillity request.&nbsp;</p> | 84189990
094051-2 | Shunt release iMX 100-415VAC/110-130VDC |  |  |  | 1 | 1807.50 | 242.00 | 207.50 | 10 | 1626.75 | 217.75 | 186.75 |  |  |  |  | 220 | 160 | 90 | 3333 |  | 84159000
053394 | Hose connection, 5m, FFC, Stucchi couplings |  |  |  | 1 | 2812.50 | 376.50 | 323.00 | 10 | 2531.25 | 338.75 | 290.75 |  |  |  |  | 400 | 400 | 200 | 5000 |  | 39173900 | NL
298969-4 | Evaporator fan kit | 298988 | 4130-22-616-4180 |  | 1 | 5259.00 | 704.00 | 604.00 | 10 | 4733.00 | 633.50 | 543.50 |  |  |  |  | 690 | 690 | 495 | 10080 |  | 84159000 | DK
064278-10 | Condenser side plate |  |  |  | 1 | 1497.25 | 200.50 | 172.00 | 10 | 1347.50 | 180.50 | 154.75 |  |  |  |  | 1100 | 700 | 300 | 2810 | 064278-6 is color "Desert"<BR> 064278-7 is color RAL 6003<BR> 064278-8 is color RAL 6006<BR> 064278-9 is color RAL 6014<BR> 064278-10 is color RAL 6031<BR> 064278-11 is color RAL 9010 | 84159000 | DK
076181-1 | End plate, intake |  |  |  | 1 | 2841.00 | 380.00 | 326.00 | 10 | 2557.00 | 342.00 | 293.50 |  |  |  |  | 0 | 0 | 0 | 3333 |  | 84159000
081675 | Cable entry+nut PG9 , 20pcs. |  | 5975-12-163-2887 |  | 1 | 450.75 | 60.25 | 51.75 | 10 | 405.75 | 54.25 | 46.50 |  |  |  |  | 130 | 220 | 30 | 3333 |  | 84159000
068669 | T-section with cleaning aperture, insulated, ø125 |  |  |  | 1 | 4275.00 | 572.50 | 490.75 | 10 | 3847.50 | 515.25 | 441.75 |  |  |  |  | 0 | 0 | 0 | 3333 |  | 73229000 | DK
053423 | Cable set, compressor CDT 90 MKIII |  |  |  | MSRP price PCS: 1; MSRP price DKK: 116.50; MSRP price EUR: 15.50; MSRP price GBP: 13.50 | 0 | 0 | 0 | 3333 |  | 85444210
075809-2 | Capacitor | 295151 |  |  | 1 | 572.75 | 76.75 | 65.75 | 10 | 515.50 | 69.00 | 59.25 |  |  |  |  | 195 | 110 | 950 | 80 | 075809-1 for units with sn. < 1310231313415 (10 uF/450VAC)<BR> 075809-2 for units with sn. > 1310231313415 (9 uF/450VAC)<BR> | 84159000
093813-2 | Ground rod cpl. |  |  |  | 1 | 1538.00 | 206.00 | 176.60 | 10 | 1384.25 | 185.50 | 159.00 |  |  |  |  | 500 | 500 | 500 | 3333 |  | 84158100
081627 | Hose adapter 3/8" , 5 pcs. |  | 4730-22-610-9653 |  | 1 | 428.00 | 57.25 | 49.25 | 10 | 385.25 | 51.50 | 44.25 |  |  |  |  | 130 | 220 | 60 | 3333 |  | 84159000
088319 | Bag filter, M5, 490 x 592 x 520-5-25, plastic frame/glass fibre |  |  |  | MSRP price PCS: 1; MSRP price DKK: 569.50; MSRP price EUR: 76.24; MSRP price GBP: 65.38 | 0 | 0 | 0 | 3333 | <p>All DanX units are bespoke.<br /> To ensure 100% compatibility, please send unit serial or project number from&nbsp; type label to&nbsp;<a href="mailto:danx@dantherm.com">danx@dantherm.com</a>&nbsp;with your compatabillity request.&nbsp;</p> | 56031110 | DK
095348 | Cable gland Pg11 |  | 5975-22-632-4055 |  | 1 | 513.50 | 68.75 | 59.00 | 10 | 462.25 | 62.00 | 53.00 |  |  |  |  | 220 | 320 | 50 | 3333 | 1 pcs contains 10 pcs | 84158100
081584-1 | Profile, condenser |  | 4130-22-611-9492 |  | 1 | 844.00 | 113.00 | 97.00 | 10 | 759.50 | 101.75 | 87.25 |  |  |  |  | 730 | 210 | 50 | 3333 | FS 33446 - 081584-1 <br>RAL 1001 - 081584-2 <br>RAL 1014 - 081584-3 <br>RAL 2000 - 081584-4 <br>RAL 6014 - 081584-5 <br>RAL 6031 - 081584-6 <br>RAL 6031 | 84159000
052571 | Capacitor, 35µF/450 V AC/50 Hz, S2 |  |  |  | MSRP price PCS: 1; MSRP price DKK: 64.50; MSRP price EUR: 8.70; MSRP price GBP: 7.40 | 109 | 48 | 48 | 3333 |  | 85322200 | CN
299008-1 | Top plate condensor section |  |  |  | 1 | 2780.00 | 372.25 | 319.25 | 10 | 2502.00 | 335.00 | 287.25 |  |  |  |  | 0 | 0 | 0 | 3522 | 299008-1 is color "Desert"<BR> 299008-2 is color RAL 6014<BR> 299008-3 is color RAL 6031<BR> 299008-3 is color RAL 9010<BR> | 84159000 | DK
053180 | Thermostatic valve |  |  |  | MSRP price PCS: 1; MSRP price DKK: 591.00; MSRP price EUR: 79.00; MSRP price GBP: 68.00 | 200 | 200 | 80 | 170 |  | 84811019 | DK
093896-3 | Front for electrical box |  |  |  | 1 | 1241.00 | 166.20 | 142.50 | 10 | 1117.00 | 149.50 | 128.25 |  |  |  |  | 640 | 570 | 20 | 3333 |  | 84158100
075819-1 | Motor circuit breaker | 295166 |  |  | 1 | 1079.25 | 144.50 | 124.00 | 10 | 971.25 | 130.00 | 111.50 |  |  |  |  | 195 | 110 | 95 | 280 | 13-18A | 84159000
064264-3 | Side plate, exhaust | 900505 |  |  | 1 | 3863.25 | 517.25 | 443.50 | 10 | 3477.00 | 465.50 | 399.25 |  |  |  |  | 1100 | 750 | 100 | 5000 | 064264-1 is color "Desert"<BR> 064264-2 is color RAL 6014<BR> 064264-3 is color RAL 6031<BR> 064264-4 is color RAL 9010<BR> | 84159000 | DK
076174-1 | Fixture, condenser 2 pcs. |  |  |  | 1 | 655.50 | 87.75 | 75.25 | 10 | 590.00 | 79.00 | 67.75 |  |  |  |  | 150 | 100 | 100 | 3333 | FS 33446 - 076174-1 <br>RAL 1001 - 076174-2 <br>RAL 1014 - 076174-3 <br>RAL 2000 - 076174-4 <br>RAL 6014 - 076174-5 <br>RAL 6031 - 076174-6 | 84159000
081614-2 | Air guiding platefor evaporator 2 pcs. |  |  |  | 1 | 791.75 | 106.00 | 91.00 | 10 | 712.50 | 95.50 | 82.00 |  |  |  |  | 320 | 220 | 50 | 3333 | FS 33446 - 081614-1 <br>RAL 1001 - 081614-2 <br>RAL 1014 - 081614-3 <br>RAL 6014 - 081614-4 <br>RAL 6031 - 081614-5 | 84159000
075826 | Female socket | 295174 | 5935-22-618-4106 |  | 1 | 502.00 | 67.25 | 57.75 | 10 | 451.75 | 60.50 | 52.00 |  |  |  |  | 225 | 135 | 30 | 30 | 3P+PE-screw terminal | 84159000
033928 | Plastic label, transfer label CDP 75 |  |  |  | MSRP price PCS: 1; MSRP price DKK: 24.00; MSRP price EUR: 3.20; MSRP price GBP: 2.75 | 120 | 75 | 10 | 10 |  | 48211010 | DK
298958-2 | Condenser side grill |  |  |  | 1 | 4565.00 | 611.25 | 524.25 | 10 | 4108.50 | 550.25 | 471.75 |  |  |  |  | 1060 | 730 | 115 | 1450 | 298958-1 is color "Desert"<BR> 298958-2 is color FS 34094<BR> 298958-3 is color RAL 6014<BR> 298958-4 is color RAL 6031<BR> 298958-5 is color RAL 9010<BR> | 84159000 | DK
081693 | Assembly plate |  | 5340-22-611-9517 |  | 1 | 584.50 | 78.25 | 67.00 | 10 | 526.00 | 70.50 | 60.25 |  |  |  |  | 210 | 290 | 190 | 3333 |  | 84159000
068647-1 | Cover for air outlet |  |  |  | 1 | 967.75 | 129.50 | 111.25 | 10 | 871.00 | 116.50 | 100.25 |  |  |  |  | 500 | 500 | 50 | 1000 | 068647-1 is color FS 33446<BR> 068647-2 is color RAL 6014<BR> | 84159000 | DK
099389 | Cable gland M20x1,5 cpl. with rubber insert |  | 5975-22-632-5490 |  | 1 | 440.75 | 59.00 | 50.60 | 10 | 396.75 | 53.00 | 45.50 |  |  |  |  | 190 | 100 | 70 | 1000 |  | 84159000
081614-4 | Air guiding platefor evaporator 2 pcs. |  |  |  | 1 | 791.75 | 106.00 | 91.00 | 10 | 712.50 | 95.50 | 82.00 |  |  |  |  | 320 | 220 | 50 | 3333 | FS 33446 - 081614-1 <br>RAL 1001 - 081614-2 <br>RAL 1014 - 081614-3 <br>RAL 6014 - 081614-4 <br>RAL 6031 - 081614-5 | 84159000
098517-5 | PCB display |  |  |  | MSRP price PCS: 1; MSRP price DKK: 1023.00; MSRP price EUR: 137.00; MSRP price GBP: 117.50 | 0 | 0 | 0 | 3333 |  | 84159000 | DK
075817 | Load Break switch | 295163 | 5930-22-618-4092 |  | 1 | 803.75 | 107.75 | 92.25 | 10 | 723.50 | 97.00 | 83.00 |  |  |  |  | 195 | 110 | 95 | 500 |  | 84159000
064264-1 | Side plate, exhaust | 900505 |  |  | 1 | 3863.25 | 517.25 | 443.50 | 10 | 3477.00 | 465.50 | 399.25 |  |  |  |  | 1100 | 750 | 100 | 5000 | 064264-1 is color "Desert"<BR> 064264-2 is color RAL 6014<BR> 064264-3 is color RAL 6031<BR> 064264-4 is color RAL 9010<BR> | 84159000 | DK
051626 | Nut for Driptray drain | 527670 |  |  | 1 | 410.00 | 55.00 | 47.00 | 10 | 369.00 | 49.50 | 42.25 |  |  |  |  | 190 | 100 | 70 | 3333 | 1 stk. indeholder 100 stk. | 84159000
076180-1 | Inspection plate for panel filter |  |  |  | 1 | 1322.00 | 177.00 | 151.00 | 10 | 1189.75 | 159.25 | 136.00 |  |  |  |  | 0 | 0 | 0 | 3333 |  | 84159000
068852 | Terminal block cpl. |  | 5940-22-623-3555 |  | 1 | 2210.50 | 296.00 | 253.75 | 10 | 1989.50 | 266.50 | 228.50 |  |  |  |  | 220 | 170 | 10 | 400 |  | 84159000 | DK
099737 | Wheel, without lock | 098514 |  |  | 1 | 117.50 | 15.75 | 13.50 | 10 | 94.00 | 12.60 | 10.80 |  |  |  |  | 66 | 60 | 10 | 150 |  | 86071910 | DK
051488 | Rotary compressor, 1RS132, 2.0 kW, bare |  |  |  | MSRP price PCS: 1; MSRP price DKK: 1555.00; MSRP price EUR: 208.20; MSRP price GBP: 178.50 | 200 | 240 | 290 | 9100 |  | 84143020 | CN
055218 | Cables for termostats |  |  |  | 1 | 499.50 | 67.00 | 57.40 | 10 | 449.50 | 60.25 | 51.75 |  |  |  |  | 0 | 0 | 0 | 3333 |  | 84159000 | DK
046407-2 | Hose lock, part 1 |  |  |  | 1 | 672.75 | 90.00 | 77.25 | 10 | 605.50 | 81.00 | 69.50 |  |  |  |  | 580 | 385 | 110 | 470 | RAL 1001 - 046407-1 <br>RAL 1014 - 046407-2 <br>RAL 6014 - 046407-3 | 84159000
081695 | Washer 10 pcs |  |  |  | 1 | 269.25 | 36.00 | 31.00 | 10 | 242.25 | 32.50 | 28.00 |  |  |  |  | 130 | 220 | 20 | 3333 |  | 84159000
098451-1 | Evaporator coil, Incl. dry filter |  |  |  | MSRP price PCS: 1; MSRP price DKK: 4128.00; MSRP price EUR: 552.75; MSRP price GBP: 474.00 | 900 | 370 | 370 | 6000 |  | 84159000 | GB
098510-2 | Panel, Grille |  |  |  | MSRP price PCS: 1; MSRP price DKK: 944.00; MSRP price EUR: 126.50; MSRP price GBP: 108.50 | 0 | 0 | 0 | 3333 |  | 84159000 | DK
051474 | Oil filter | 540850 | 4330-22-257-4024 |  | 1 | 1015.75 | 136.00 | 116.50 | 10 | 914.25 | 122.50 | 104.75 |  |  |  |  | 195 | 110 | 95 | 360 |  | 73229000
095304-2 | Split |  |  |  | 1 | 303.25 | 40.60 | 35.00 | 10 | 273.00 | 36.50 | 31.50 |  |  |  |  | 150 | 100 | 50 | 3333 | 1 pcs contains 10 pcs | 84158100
165255-6 | Air outlet box |  |  |  | 1 | 954.50 | 127.75 | 109.50 | 10 | 859.00 | 115.00 | 98.50 |  |  |  |  | 150 | 100 | 50 | 3000 | FS 33446 - 165255-1 <br>RAL 1001 - 165255-2 <br>RAL 1014 - 165255-3 <br>RAL 2000 - 165255-4 <br>RAL 6014 - 165255-5 <br>RAL 6031 - 165255-1 | 84159000
051489 | Rotary compressor, 1PS192, 3.0 kW |  |  |  | MSRP price PCS: 1; MSRP price DKK: 1801.00; MSRP price EUR: 241.00; MSRP price GBP: 207.00 | 200 | 180 | 250 | 11500 |  | 84143020 | DK
293830 | Oil supply assembly VAM 15/40 220 V | 207830 | 2910-22-611-1906 |  | 1 | 5574.75 | 746.25 | 640.00 | 10 | 5017.25 | 671.75 | 576.00 |  |  |  |  | 410 | 315 | 275 | 3560 |  | 73229000 | DK
098580-1 | Top plate of hose connection |  |  |  | 1 | 746.75 | 100.00 | 85.75 | 10 | 672.00 | 90.00 | 77.25 |  |  |  |  | 560 | 370 | 110 | 3333 |  | 84158100
095339 | Terminal block 264-301 |  | 7125-22-632-4289 |  | 1 | 372.50 | 50.00 | 43.00 | 10 | 335.25 | 45.00 | 38.75 |  |  |  |  | 190 | 100 | 70 | 3333 | 1 pcs contains 10 pcs | 84158100
055214 | Bracketkit for heating elements 6kW |  |  |  | 1 | 600.00 | 80.40 | 69.00 | 10 | 540.00 | 72.25 | 62.00 |  |  |  |  | 0 | 0 | 0 | 3333 |  | 84159000 | DK
075811-2 | Motor circuit breaker | 295153 |  |  | 1 | 485.00 | 65.00 | 55.75 | 10 | 436.50 | 58.50 | 50.25 |  |  |  |  | 195 | 110 | 95 | 110 | Type C60N | 84159000
076183-1 | Controller w. heat and w. softstarter |  |  |  | 1 | 42541.00 | 5695.00 | 4884.00 | 10 | 38287.00 | 5125.50 | 4395.50 |  |  |  |  | 0 | 0 | 0 | 3333 | 076183-1 - English txt <br> 076183-2 - Spanish txt | 84159000
091302-2 | Relay, 5A, complete |  |  |  | 1 | 673.00 | 90.10 | 77.30 | 10 | 605.75 | 81.00 | 69.50 |  |  |  |  | 110 | 90 | 60 | 3333 |  | 84159000
081584-2 | Profile, condenser |  | 4130-22-611-9492 |  | 1 | 844.00 | 113.00 | 97.00 | 10 | 759.50 | 101.75 | 87.25 |  |  |  |  | 730 | 210 | 50 | 3333 | FS 33446 - 081584-1 <br>RAL 1001 - 081584-2 <br>RAL 1014 - 081584-3 <br>RAL 2000 - 081584-4 <br>RAL 6014 - 081584-5 <br>RAL 6031 - 081584-6 <br>RAL 6031 | 84159000
064266-1 | Fresh air intake, 2 set |  |  |  | 1 | 838.00 | 112.25 | 96.25 | 10 | 754.25 | 101.00 | 86.75 |  |  |  |  | 300 | 300 | 200 | 530 | 064266-1 is color "Desert"<BR> 064266-2 is color RAL 6014<BR> 064266-3 is color RAL 6031<BR> 064266-4 is color RAL 9010<BR> | 84159000 | DK
517685 | Controller, PCB STXC2 r/l control board |  |  |  | MSRP price PCS: 1; MSRP price DKK: 7411.25; MSRP price EUR: 992.00; MSRP price GBP: 851.00 | 300 | 200 | 20 | 1000 | Limitations in compatibility applies. See description tab | 85371091
293605 | Door, control box |  |  |  | MSRP price PCS: 1; MSRP price DKK: 886.00; MSRP price EUR: 118.60; MSRP price GBP: 101.75 | 405 | 320 | 140 | 650 |  | 84159000 | DK
298959-1 | Condensor + line drier |  |  |  | 1 | 5546.50 | 742.50 | 637.00 | 10 | 4991.75 | 668.25 | 573.25 |  |  |  |  | 1140 | 830 | 150 | 16850 | 298959-1 is color "Desert" & RAL 9010<BR> 298959-2 is color RAL 6014 & RAL 6031<BR> | 84159000 | DK
064284-1 | Condenser end plate, complete |  |  |  | 1 | 1267.75 | 169.75 | 145.75 | 10 | 1141.00 | 152.75 | 131.25 |  |  |  |  | 850 | 690 | 410 | 2700 | 064284-1 is color "Desert"<BR> 064284-2 is color RAL 6014<BR> 064284-3 is color RAL 6031<BR> 064284-4 is color RAL 9010<BR> | 84159000 | DK
032960 | Plastic label, sticker set AC-M7 MKII, DLO |  |  |  | 1 | 233.25 | 31.25 | 26.80 | 10 | 210.00 | 28.25 | 24.00 |  |  |  |  | 100 | 100 | 100 | 100 |  | 48211010 | DK
081687 | Auxilia contact CB-NC |  | 5945-22-620-7946 |  | 1 | 452.25 | 60.50 | 52.00 | 10 | 407.00 | 54.50 | 46.75 |  |  |  |  | 150 | 105 | 70 | 110 |  | 84159000
064280 | Split-pin with wire, 2 pcs. |  | 5340-22-620-1700 |  | 1 | 387.40 | 52.00 | 44.49 | 10 | 312.90 | 42.00 | 35.93 |  |  |  |  | 225 | 135 | 30 | 160 |  | 84159000 | DK
063128-1 | Receiver | 602740 |  |  | 1 | 552.00 | 74.00 | 63.50 | 10 | 496.75 | 66.50 | 57.25 |  |  |  |  | 320 | 185 | 90 | 900 |  | 84159000
040434 | Air discharge grille, complete | 079230 | 5340226111594 |  | 1 | 944.25 | 126.50 | 108.50 | 10 | 849.75 | 113.75 | 97.75 |  |  |  |  | 580 | 310 | 80 | 284 |  | 73229000
081530-2 | Evaporator + dry filter |  |  |  | 1 | 3232.50 | 432.75 | 371.00 | 10 | 2909.25 | 389.50 | 334.00 |  |  |  |  | 780 | 595 | 280 | 5230 |  | 84159000
098609 | Nut for fresh air inlet |  |  |  | 1 | 570.00 | 76.50 | 65.50 | 10 | 513.00 | 68.75 | 59.00 |  |  |  |  | 190 | 100 | 70 | 3333 | 1 pcs contains 1000 pcs | 84158100
086203 | Power supply plug |  |  |  | 1 | 428.00 | 57.25 | 49.25 | 10 | 385.25 | 51.50 | 44.25 |  |  |  |  | 190 | 100 | 70 | 3333 |  | 84158100
098510-1 | Panel, Grille |  |  |  | MSRP price PCS: 1; MSRP price DKK: 944.00; MSRP price EUR: 126.50; MSRP price GBP: 108.50 | 0 | 0 | 0 | 3333 |  | 84159000 | DK
094053-2 | Auxiliary contact iOF 1CO |  |  |  | 1 | 497.00 | 66.50 | 57.00 | 10 | 447.25 | 59.75 | 51.25 |  |  |  |  | 220 | 160 | 920 | 3333 |  | 84159000
093940-2 | Axel for whell |  |  |  | 1 | 591.75 | 79.20 | 68.00 | 10 | 532.50 | 71.25 | 61.25 |  |  |  |  | 190 | 20 | 20 | 3333 |  | 84158100
068792 | Protection for female socket |  | 6110-22-623-3319 |  | 1 | 483.50 | 64.75 | 55.50 | 10 | 435.25 | 58.25 | 50.00 |  |  |  |  | 225 | 135 | 30 | 100 |  | 84159000 | DK
098492-2 | Parts for connector box |  |  |  | MSRP price PCS: 1; MSRP price DKK: 1516.75; MSRP price EUR: 203.00; MSRP price GBP: 174.25 | 320 | 320 | 300 | 2000 |  | 84159000 | DK
298985 | Soft starter, compressor |  | 6110-22-616-3685 |  | 1 | 3828.25 | 512.50 | 439.50 | 10 | 3445.50 | 461.25 | 395.50 |  |  |  |  | 0 | 0 | 0 | 150 |  | 84159000 | DK
098824 | Filter mounting |  | 5340-22-632-1612 |  | 1 | 710.25 | 95.00 | 81.50 | 10 | 639.25 | 85.50 | 73.25 |  |  |  |  | 500 | 500 | 500 | 50 |  | 84159000
095448 | Terminal block 870-537 |  | 5940-22-632-4292 |  | 1 | 1013.25 | 135.70 | 116.40 | 10 | 912.00 | 122.25 | 104.75 |  |  |  |  | 190 | 100 | 70 | 3333 | 1 pcs contains 10 pcs | 84145935
572916 | Bag filter, F9, 287 x 592 x 640-05-25, plastic frame/glass fibre |  |  |  | MSRP price PCS: 1; MSRP price DKK: 980.00; MSRP price EUR: 131.20; MSRP price GBP: 112.50 | 290 | 590 | 640 | 2000 | <p>All DanX units are bespoke.<br /> To ensure 100% compatibility, please send unit serial or project number from&nbsp; type label to&nbsp;<a href="mailto:danx@dantherm.com">danx@dantherm.com</a>&nbsp;with your compatabillity request.&nbsp;</p> | 84159000
060140-2 | Electric-central |  |  |  | 1 | 7106.25 | 951.25 | 815.75 | 10 | 6395.75 | 856.25 | 734.25 |  |  |  |  | 605 | 290 | 210 | 3333 | RAL 1001 - 060140-1 <br> 1014 - 060140-2 <br> 6014 - 060140-3 | 84159000
076172-2 | Fitting for copper tube |  |  |  | 1 | 592.25 | 79.25 | 68.00 | 10 | 533.00 | 71.25 | 61.25 |  |  |  |  | 150 | 100 | 100 | 3333 | FS 33446 - 076172-1 <br>RAL 1001 - 076172-2 <br>RAL 1014 - 076172-3 <br>RAL 2000 - 076172-4 <br>RAL 6014 - 076172-5 <br>RAL 6031 - 076172-6 | 84159000
081585-1 | Plate for hose connection |  | 4120-22-611-1268 |  | 1 | 608.25 | 81.50 | 69.75 | 10 | 547.50 | 73.25 | 62.75 |  |  |  |  | 670 | 400 | 50 | 1520 | FS 33446 - 081585-1 <br>RAL 1001 - 081585-2 <br>RAL 1014 - 081585-3 <br>RAL 6014 - 081585-4 <br>RAL 6031 - 081585-5 | 84159000
481650 | Sheet filter, 368 x 743 x 3mm, steel frame | 098446 |  |  | MSRP price PCS: 1; MSRP price DKK: 228.00; MSRP price EUR: 30.50; MSRP price GBP: 26.25 | 368 | 743 | 30 | 1700 |  | 56031410
481367 | Suspension chain | 098505,387901,099774 |  |  | MSRP price PCS: 1; MSRP price DKK: 90.00; MSRP price EUR: 12.00; MSRP price GBP: 10.25 | 150 | 100 | 10 | 500 |  | 84159000
051605 | Holder, for Schräder valve | 093809 |  |  | 1 | 988.50 | 132.40 | 113.50 | 10 | 889.75 | 119.25 | 102.25 |  |  |  |  | 1900 | 1000 | 70 | 3333 |  | 84159000
032752-2 | Side cover plate, left, insulated | 165261 |  |  | 1 | 1013.25 | 135.70 | 116.50 | 10 | 912.00 | 122.25 | 104.75 |  |  |  |  | 700 | 500 | 500 | 3333 | FS 33446 - 032752-1 <br>RAL 1001 - 032752-2 <br>RAL 1014 - 032752-3 <br>RAL 2000 - 032752-4 <br>RAL 6014 - 032752-5 <br>RAL6031 - 032752-6 | 84159000 | DK
295090 | Air spigot, male, ø225, RAL 6014 |  | 4520-25-135-4014 |  | 1 | 734.00 | 98.25 | 84.25 | 10 | 660.50 | 88.50 | 75.75 |  |  |  |  | 270 | 270 | 100 | 700 |  | 84159000 | DK
298958-1 | Condenser side grill |  |  |  | 1 | 4565.00 | 611.25 | 524.25 | 10 | 4108.50 | 550.25 | 471.75 |  |  |  |  | 1060 | 730 | 115 | 1450 | 298958-1 is color "Desert"<BR> 298958-2 is color FS 34094<BR> 298958-3 is color RAL 6014<BR> 298958-4 is color RAL 6031<BR> 298958-5 is color RAL 9010<BR> | 84159000 | DK
081363 | Cable gland, PG9, 5 pcs. | 527034 | 5975-22-611-9665 |  | 1 | 431.50 | 57.75 | 49.50 | 10 | 388.25 | 52.00 | 44.50 |  |  |  |  | 225 | 135 | 30 | 40 |  | 84159000
068706-2 | Sideplate (std) |  |  |  | 1 | 1622.25 | 217.25 | 186.25 | 10 | 1460.00 | 195.50 | 167.75 |  |  |  |  | 1100 | 620 | 150 | 2700 | 068706-1 is color FS 33446 <BR> 068706-2 is color RAL 6014<BR> | 84159000 | DK
070737 | Terminal block |  | 5940-22-623-5051 |  | 1 | 279.50 | 37.50 | 32.00 | 10 | 251.75 | 33.75 | 29.00 |  |  |  |  | 0 | 0 | 0 | 250 |  | 84159000
059837-3 | Suspension support, leg, right | 207890 |  |  | 1 | 658.50 | 88.25 | 75.50 | 10 | 592.75 | 79.50 | 68.00 |  |  |  |  | 170 | 170 | 70 | 330 | 059837-1 is color RAL 1021 <BR> 059837-2 is color RAL 2000<BR> 059837-3 is color RAL 6014<BR> 059837-4 is color RAL 6031<BR> | 84159000
093938-2 | Assembly, wheel and axel. Cpl. 1 pcs |  |  |  | 1 | 792.00 | 106.00 | 91.00 | 10 | 712.75 | 95.50 | 82.00 |  |  |  |  | 320 | 230 | 100 | 3333 |  | 84158100
046679-3 | Shielding plate upper condenser |  |  |  | 1 | 684.25 | 92.00 | 78.50 | 10 | 615.75 | 82.75 | 70.75 |  |  |  |  | 765 | 75 | 20 | 3333 |  | 84159000
092003 | Motor circuit breaker Q2 |  | 5925-22-628-8842 |  | 1 | 3481.25 | 466.00 | 399.75 | 10 | 3133.25 | 419.50 | 359.75 |  |  |  |  | 190 | 100 | 70 | 500 | 24-32A | 84158100
055217 | Supply Cables |  |  |  | 1 | 3923.25 | 525.20 | 450.50 | 10 | 3531.00 | 472.75 | 405.50 |  |  |  |  | 0 | 0 | 0 | 3333 |  | 84159000 | DK
055211-2 | Fan divider plate |  |  |  | 1 | 1560.50 | 209.00 | 179.20 | 10 | 1404.50 | 188.00 | 161.25 |  |  |  |  | 0 | 0 | 0 | 3333 |  | 84158100 | DK
040213-5 | Front cover panel |  |  |  | 1 | 2373.00 | 317.70 | 272.50 | 10 | 2135.75 | 286.00 | 245.25 |  |  |  |  | 990 | 760 | 125 | 4850 | FS 33446 - 040213-1 <br>RAL 1001 - 040213-2 <br>RAL 1014 - 040213-3 <br>RAL 2000 - 040213-4 <br>RAL 6014 - 040213-5 <br>RAL 6031 - 040213-6 | 84159000 | DK
059897-6 | End panel |  |  |  | 1 | 2396.50 | 320.75 | 275.25 | 10 | 2156.75 | 288.75 | 247.75 |  |  |  |  | 1000 | 800 | 130 | 5120 | FS 33446 - 059897-1 <br>RAL 1001 - 059897-2 <br>RAL 1014 - 059897-3 <br>RAL 2000 - 059897-4 <br>RAL 6014 - 059897-5 <br>RAL 6031 - 059897-6 | 84159000
481751 | Spacer, ø25 x 1 x l 220mm | 098498 |  |  | MSRP price PCS: 1; MSRP price DKK: 117.50; MSRP price EUR: 15.75; MSRP price GBP: 13.50 | 0 | 0 | 0 | 130 |  | 39269097
068597 | Compressor |  | 4130-22-623-3276 |  | 1 | 8360.25 | 1119.25 | 959.75 | 10 | 7524.25 | 1007.25 | 863.75 |  |  |  |  | 555 | 275 | 305 | 37000 |  | 84159000 | DK
075809-1 | Capacitor | 295151 |  |  | 1 | 572.75 | 76.75 | 65.75 | 10 | 515.50 | 69.00 | 59.25 |  |  |  |  | 195 | 110 | 950 | 80 | 075809-1 for units with sn. < 1310231313415 (10 uF/450VAC)<BR> 075809-2 for units with sn. > 1310231313415 (9 uF/450VAC)<BR> | 84159000
064284-3 | Condenser end plate, complete |  |  |  | 1 | 1267.75 | 169.75 | 145.75 | 10 | 1141.00 | 152.75 | 131.25 |  |  |  |  | 850 | 690 | 410 | 2700 | 064284-1 is color "Desert"<BR> 064284-2 is color RAL 6014<BR> 064284-3 is color RAL 6031<BR> 064284-4 is color RAL 9010<BR> | 84159000 | DK
052457 | Flat washer, M8 | 098636 |  |  | 1 | 326.00 | 44.00 | 37.50 | 10 | 293.50 | 39.50 | 33.75 |  |  |  |  | 190 | 100 | 70 | 3333 | 1 pcs contains 100 pcs | 84159000 | DK
098917 | Hex cap screw, M8x50, A4 |  | 5305-22-632-4306 |  | 1 | 3151.50 | 422.00 | 362.00 | 10 | 2836.25 | 379.75 | 325.75 |  |  |  |  | 230 | 230 | 110 | 1000 | 1 pcs contains 1000 pcs | 84159000
059837-1 | Suspension support, leg, right | 207890 |  |  | 1 | 658.50 | 88.25 | 75.50 | 10 | 592.75 | 79.50 | 68.00 |  |  |  |  | 170 | 170 | 70 | 330 | 059837-1 is color RAL 1021 <BR> 059837-2 is color RAL 2000<BR> 059837-3 is color RAL 6014<BR> 059837-4 is color RAL 6031<BR> | 84159000
293742-5 | Heating element |  |  |  | 1 | 4755.00 | 636.50 | 546.00 | 10 | 4279.50 | 572.75 | 491.50 |  |  |  |  | 580 | 385 | 110 | 3380 | FS 33446 - 293742-1 <br>RAL 1001 - 293742-2 <br>RAL 1014 - 293742-3 <br>RAL 2000 - 293742-4 <br>RAL 6014 - 293742-5 <br>RAL 6031 - 293742-6 | 73229000 | DK
165262-6 | Filter cassette, cpl. for evaporator |  |  |  | 1 | 671.25 | 89.75 | 77.00 | 10 | 604.25 | 80.75 | 69.25 |  |  |  |  | 500 | 500 | 500 | 1000 | FS 33446 - 165262-1 <br>RAL 1001 - 165262-2 <br>RAL 1014 - 165262-3 <br>RAL 2000 - 165262-4 <br>RAL 6014 - 165262-5 <br>RAL 6031 - 165262-6 | 84158100
098444-2 | Back plate, upper |  |  |  | MSRP price PCS: 1; MSRP price DKK: 1879.75; MSRP price EUR: 251.75; MSRP price GBP: 215.75 | 840 | 610 | 400 | 7000 |  | 84159000 | DK
098616-2 | Bottom plate | 098616,092057,092766 |  |  | 1 | 4900.25 | 656.00 | 562.50 | 10 | 4410.25 | 590.50 | 506.25 |  |  |  |  | 1360 | 1080 | 500 | 3333 |  | 84158100
093935-2 | Holder for wheel and roomthermostat |  |  |  | 1 | 2000.00 | 267.75 | 229.70 | 10 | 1800.00 | 241.00 | 206.75 |  |  |  |  | 420 | 420 | 420 | 1530 |  | 84158100
062048-2 | Heat exchanger - 400 mm |  |  |  | MSRP price PCS: 1; MSRP price DKK: 3226.25; MSRP price EUR: 432.00; MSRP price GBP: 370.50 | 605 | 580 | 340 | 8650 |  | 84159000
081607 | Drip tray |  | 4940-22-611-9588 |  | 1 | 1221.00 | 163.50 | 140.25 | 10 | 1099.00 | 147.25 | 126.25 |  |  |  |  | 720 | 190 | 100 | 3333 |  | 84159000
068589-1 | Condenser coil, large |  |  |  | 1 | 4527.50 | 606.25 | 519.75 | 10 | 4074.75 | 545.75 | 467.75 |  |  |  |  | 700 | 900 | 100 | 14000 | 068589-1 is color FS 33446<BR> 068589-2 is color RAL 6014<BR> | 84159000 | DK
604021 | Valve casing XLS 1/2+5/8 x 5/8+7/8 |  |  |  | MSRP price PCS: 1; MSRP price DKK: 532.50; MSRP price EUR: 71.30; MSRP price GBP: 61.20 | 50 | 50 | 50 | 250 | <p>All DanX units are bespoke.<br /> To ensure 100% compatibility, please send unit serial or project number from&nbsp; type label to&nbsp;<a href="mailto:danx@dantherm.com">danx@dantherm.com</a>&nbsp;with your compatabillity request.&nbsp;</p> | 84159000 | DK
524651 | Plug, male, 4-pole for cable, Binder |  | 5935-22-609-1769 |  | 1 | 329.25 | 44.00 | 37.75 | 10 | 296.25 | 39.50 | 34.00 |  |  |  |  | 100 | 100 | 100 | 500 |  | 85369010
209752 | Filter cassette |  | 4520-22-124-9948 |  | 1 | 1951.00 | 261.25 | 224.00 | 10 | 1756.00 | 235.25 | 201.50 |  |  |  |  | 0 | 0 | 0 | 4700 |  | 84158200
064267-3 | End plate, intake |  |  |  | 1 | 2915.25 | 390.25 | 334.75 | 10 | 2623.75 | 351.25 | 301.25 |  |  |  |  | 850 | 690 | 410 | 3730 | 064267-1 is color "Desert"<BR> 064267-2 is color RAL 6014<BR> 064267-3 is color RAL 6031<BR> 064267-4 is color RAL 9010<BR> | 84159000 | DK
081581-1 | Compressor + dryfilter |  |  |  | 1 | 3802.00 | 509.00 | 436.50 | 10 | 3421.75 | 458.00 | 392.75 |  |  |  |  | 410 | 310 | 265 | 31000 |  | 84159000
055741-1 | Filter frame |  |  |  | 1 | 1001.00 | 134.00 | 115.00 | 10 | 901.00 | 120.50 | 103.50 |  |  |  |  | 650 | 435 | 25 | 3333 | FS 33446 - 055741-1 <br>RAL 1001 - 055741-2 <br>RAL 1014 - 055741-3 <br>RAL 2000 - 055741-4 <br>RAL 6014 - 055741-5 <br>RAL 6031 - 055741-6 | 84159000
081583-2 | Fan foot, condenser, 2 stk. |  |  |  | 1 | 927.25 | 124.00 | 106.50 | 10 | 834.50 | 111.50 | 95.75 |  |  |  |  | 220 | 320 | 20 | 3333 | FS 33446 - 081583-1 <br>RAL 1001 - 081583-2 <br>RAL 1014 - 081583-3 <br>RAL 2000 - 081583-4 <br>RAL 6014 - 081583-5 <br>RAL 6031 - 081583-6 | 84159000
055630-2 | Pipe bracket, rear, left | 069857 |  |  | 1 | 793.75 | 106.25 | 91.25 | 10 | 714.50 | 95.50 | 82.25 |  |  |  |  | 480 | 190 | 70 | 320 | 055630-1 is color RAL 1021 <BR> 055630-2 is color RAL 2000<BR> 055630-3 is color RAL 6014<BR> 055630-4 is color RAL 6031<BR> | 73229000
095321 | Locking ring |  | 5325-22-632-4415 |  | 1 | 445.50 | 59.70 | 51.20 | 10 | 401.00 | 53.75 | 46.00 |  |  |  |  | 150 | 100 | 50 | 3333 | 1 pcs contains 10 pcs | 84158100
298953 | Rubber handle for hose lock |  | 5340-22-616-4000 |  | 1 | 275.50 | 36.75 | 31.75 | 10 | 248.00 | 33.00 | 28.50 |  |  |  |  | 220 | 130 | 50 | 150 |  | 84159000 | DK
572936 | Bag filter, F7, 287 x 592 x 520-5-25, plastic frame/glass fibre |  |  |  | MSRP price PCS: 1; MSRP price DKK: 722.50; MSRP price EUR: 96.72; MSRP price GBP: 82.95 | 289 | 592 | 520 | 2000 | <p>All DanX units are bespoke.<br /> To ensure 100% compatibility, please send unit serial or project number from&nbsp; type label to&nbsp;<a href="mailto:danx@dantherm.com">danx@dantherm.com</a>&nbsp;with your compatabillity request.&nbsp;</p> | 84213925
081583-5 | Fan foot, condenser, 2 stk. |  |  |  | 1 | 927.25 | 124.00 | 106.50 | 10 | 834.50 | 111.50 | 95.75 |  |  |  |  | 220 | 320 | 20 | 3333 | FS 33446 - 081583-1 <br>RAL 1001 - 081583-2 <br>RAL 1014 - 081583-3 <br>RAL 2000 - 081583-4 <br>RAL 6014 - 081583-5 <br>RAL 6031 - 081583-6 | 84159000
068698-2 | End plate, controller side (std) |  |  |  | 1 | 4920.00 | 658.75 | 565.00 | 10 | 4428.00 | 593.00 | 508.50 |  |  |  |  | 600 | 600 | 250 | 4100 | 068698-1 is color FS 33446 <BR> 068698-2 is color RAL 6014<BR> | 84159000 | DK
093828 | Cover for compressor | 098448,094237,480616,522852,094238,522853,093793,481594 |  |  | MSRP price PCS: 1; MSRP price DKK: 6.00; MSRP price EUR: 0.85; MSRP price GBP: 0.75 | 50 | 50 | 50 | 2 |  | 84149000 | DK
095344 | Rubber grommet TET-C 7-10, |  | 5365-22-632-4155 |  | 1 | 405.50 | 54.25 | 46.50 | 10 | 365.00 | 48.75 | 41.75 |  |  |  |  | 150 | 100 | 20 | 3333 | 1 pcs contains 10 pcs | 84158100
045876 | Condenser fan AC-M18 | W4E500IM0301 |  |  | 1 | 9265.25 | 1240.50 | 1063.75 | 10 | 8338.75 | 1116.50 | 957.50 |  |  |  |  | 800 | 600 | 670 | 34000 |  | 84159000
081577 | Finger screw for filter, 10 pcs. |  | 5305-22-611-5123 |  | 1 | 492.25 | 66.00 | 56.50 | 10 | 443.00 | 59.50 | 50.75 |  |  |  |  | 350 | 240 | 35 | 170 |  | 84159000
068659-6 | Hatch for controller (std) |  |  |  | 1 | 1090.00 | 146.00 | 125.25 | 10 | 981.00 | 131.50 | 112.75 |  |  |  |  | 450 | 400 | 60 | 1400 | 068659-1 is color FS 33446,heat,softstarter <BR> 068659-2 is color FS 33446,heat <BR> 068659-3 is color FS 33446,softstarter <BR> 068659-4 is color FS 33446 standard <BR> 068659-5 is color RAL 6014,heat,softstarter <BR> 068659-6 is color RAL 6014,heat <BR> 068659-7 is color RAL 6014,softstarter <BR> 068659-8 is color RAL 6014 standard <BR> | 84159000 | DK
068621 | Driptray |  | 4130-22-623-3191 |  | 1 | 1115.75 | 149.25 | 128.25 | 10 | 1004.25 | 134.25 | 115.50 |  |  |  |  | 560 | 400 | 60 | 900 |  | 84159000 | DK
043141 | Copper tubes, liquid line dryer/ inspection glass, 3/8" l = 165mm |  | 4710-22-611-4027 |  | 1 | 25.50 | 3.50 | 3.00 | 10 | 23.00 | 3.25 | 2.75 |  |  |  |  | 160 | 100 | 100 | 300
059897-5 | End panel |  |  |  | 1 | 2396.50 | 320.75 | 275.25 | 10 | 2156.75 | 288.75 | 247.75 |  |  |  |  | 1000 | 800 | 130 | 5120 | FS 33446 - 059897-1 <br>RAL 1001 - 059897-2 <br>RAL 1014 - 059897-3 <br>RAL 2000 - 059897-4 <br>RAL 6014 - 059897-5 <br>RAL 6031 - 059897-6 | 84159000
552569 | Thermostat cable, 14m, 4 x 0.75 |  | 6145-22-609-1772 |  | 1 | 531.50 | 71.25 | 61.00 | 10 | 478.25 | 64.25 | 55.00 |  |  |  |  | 100 | 100 | 100 | 1500
482415 | Hose connection, 15m, brass couplings | 1002353 |  |  | MSRP price PCS: 1; MSRP price DKK: 5895.00; MSRP price EUR: 791.00; MSRP price GBP: 713.00 | 0 | 0 | 0 | 18900 |  | 39173900 | UK
093569-3 | Divider plates frame L+R | 091989,092065 |  |  | 1 | 572.25 | 76.60 | 65.70 | 10 | 515.00 | 69.00 | 59.25 |  |  |  |  | 340 | 990 | 540 | 3333 |  | 84158100
075814 | Pluggable relay, 24V | 295156 | 5999-22-618-4086 |  | 1 | 742.50 | 99.50 | 85.25 | 10 | 668.25 | 89.50 | 76.75 |  |  |  |  | 195 | 110 | 95 | 60 |  | 84159000
076197 | Fixture for receiver |  |  |  | 1 | 645.50 | 86.50 | 74.00 | 10 | 581.00 | 77.75 | 66.50 |  |  |  |  | 150 | 100 | 100 | 3333 |  | 84159000
081606-2 | End cap 2 pcs. | 078560 | 5340-22-611-1573 |  | 1 | 595.25 | 79.75 | 68.25 | 10 | 535.75 | 71.75 | 61.50 |  |  |  |  | 225 | 135 | 30 | 80 | FS 33446 - 081606-1 <br>RAL 1001 - 081606-2 <br>RAL 1014 - 081606-3 <br>RAL 1016 - 081606-4 <br>RAL 1021 - 081606-5 <br>RAL 2000 - 081606-6 <br>RAL 2004 - 081606-7 <br>RAL 3000 - 081606-8 <br>RAL 5010 - 081606-9 <br>RAL 6014 - 081606-10 <br>RAL 6031 - 081606-11 <br>RAL 7024 - 081606-12 <br>RAL 9010 - 081606-13 <br>RAL 9016 - 081606-14 | 84159000
046427-1 | Part 2 for hose connection | 044090 |  |  | 1 | 627.00 | 84.00 | 72.00 | 10 | 564.25 | 75.50 | 64.75 |  |  |  |  | 580 | 385 | 110 | 710 | 046427-1 is color FS 33446<BR> 046427-2 is color RAL 1001<BR> 046427-3 is color RAL 1014<BR> 046427-4 is color RAL 2000<BR> 046427-5 is color RAL 6014<BR> 046427-6 is color RAL 6031<BR> | 84159000
064267-1 | End plate, intake |  |  |  | 1 | 2915.25 | 390.25 | 334.75 | 10 | 2623.75 | 351.25 | 301.25 |  |  |  |  | 850 | 690 | 410 | 3730 | 064267-1 is color "Desert"<BR> 064267-2 is color RAL 6014<BR> 064267-3 is color RAL 6031<BR> 064267-4 is color RAL 9010<BR> | 84159000 | DK
063123-2 | Sight glass + dry filter | 607630,068595 |  |  | 1 | 403.50 | 54.00 | 46.50 | 10 | 363.25 | 48.50 | 41.75 |  |  |  |  | 195 | 110 | 95 | 350 |  | 84159000
059897-1 | End panel |  |  |  | 1 | 2396.50 | 320.75 | 275.25 | 10 | 2156.75 | 288.75 | 247.75 |  |  |  |  | 1000 | 800 | 130 | 5120 | FS 33446 - 059897-1 <br>RAL 1001 - 059897-2 <br>RAL 1014 - 059897-3 <br>RAL 2000 - 059897-4 <br>RAL 6014 - 059897-5 <br>RAL 6031 - 059897-6 | 84159000
075821 | Contactor 6A | 295169 | 6110-22-618-4156 |  | 1 | 854.25 | 114.25 | 98.00 | 10 | 768.75 | 102.75 | 88.25 |  |  |  |  | 195 | 110 | 95 | 170 | 3P+1NO, 24V AC | 84159000
068761 | Control w/o heat, w. softstarter |  | 4130-22-623-3220 |  | 1 | 922.50 | 123.50 | 106.00 | 10 | 830.25 | 111.25 | 95.50 |  |  |  |  | 670 | 470 | 460 | 6800 |  | 84159000 | DK
108098 | Tubeframe Top, 1 pc. |  |  |  | 1 | 771.00 | 103.25 | 88.50 | 10 | 694.00 | 93.00 | 79.75 |  |  |  |  | 850 | 10 | 100 | 1500 |  | 84159000 | DK
068734-2 | Inspection plate for panel filter |  |  |  | 1 | 1267.50 | 169.75 | 145.50 | 10 | 1140.75 | 152.75 | 131.00 |  |  |  |  | 530 | 250 | 50 | 750 | 068734-1 is color FS 33446 <BR> 068734-2 is color RAL 6014<BR> | 84159000 | DK
071518 | Bag filter, M5, with loops for suspension |  |  |  | 1 | 2814.50 | 377.00 | 323.50 | 10 | 2251.50 | 301.50 | 258.50 | 100 | 1829.50 | 245.00 | 210.50 | 500 | 445 | 592 | 3333 |  | 84213925
095329 | Nylon bushing for wheel |  | 5365-22-632-4417 |  | 1 | 1172.50 | 157.00 | 134.60 | 10 | 1055.25 | 141.25 | 121.25 |  |  |  |  | 130 | 220 | 50 | 3333 | 1 pcs contains 10 pcs | 84158100
039167-5 | Air baffle box complete, condenser |  |  |  | 1 | 1530.75 | 204.92 | 175.75 | 10 | 1377.75 | 184.50 | 158.25 |  |  |  |  | 490 | 355 | 65 | 1000 | FS 33446 - 039167-1 <br>RAL 1001 - 039167-2 <br>RAL 1014 - 039167-3 <br>RAL 2000 - 039167-4 <br>RAL 6014 - 039167-5 <br>RAL 6031 - 039167-6 | 73229000 | DK
056001 | Cover panel, front, right | 293604 |  |  | MSRP price PCS: 1; MSRP price DKK: 820.50; MSRP price EUR: 110.00; MSRP price GBP: 94.20 | 0 | 0 | 0 | 3333 |  | 84159000
053178 | Thermostatic valve |  |  |  | MSRP price PCS: 1; MSRP price DKK: 582.25; MSRP price EUR: 78.00; MSRP price GBP: 67.00 | 140 | 100 | 60 | 170 |  | 84811019 | DK
298960 | Tubes/set complete for condenser + dry filter |  | 4710-22-616-3966 |  | 1 | 1981.00 | 265.25 | 227.50 | 10 | 1783.00 | 238.75 | 204.75 |  |  |  |  | 850 | 690 | 410 | 2730 |  | 84159000 | DK
032752-5 | Side cover plate, left, insulated | 165261 |  |  | 1 | 1013.25 | 135.70 | 116.50 | 10 | 912.00 | 122.25 | 104.75 |  |  |  |  | 700 | 500 | 500 | 3333 | FS 33446 - 032752-1 <br>RAL 1001 - 032752-2 <br>RAL 1014 - 032752-3 <br>RAL 2000 - 032752-4 <br>RAL 6014 - 032752-5 <br>RAL6031 - 032752-6 | 84159000 | DK
081623-3 | Side cover plate, right, insulation |  |  |  | 1 | 894.25 | 119.75 | 102.75 | 10 | 804.75 | 107.75 | 92.50 |  |  |  |  | 1000 | 650 | 50 | 4240 | FS 33446 - 081623-1 <br>RAL 1001 - 081623-2 <br>RAL 1014 - 081623-3 <br>RAL 2000 - 081623-4 <br>RAL 6014 - 081623-5 <br>RAL 6031 - 081623-6 | 84159000
068796 | Green indicator lamp |  | 6240-22-623-3346 |  | 1 | 586.50 | 78.50 | 67.50 | 10 | 527.75 | 70.75 | 60.75 |  |  |  |  | 220 | 130 | 50 | 100 |  | 84159000 | DK
046427-2 | Part 2 for hose connection | 044090 |  |  | 1 | 627.00 | 84.00 | 72.00 | 10 | 564.25 | 75.50 | 64.75 |  |  |  |  | 580 | 385 | 110 | 710 | 046427-1 is color FS 33446<BR> 046427-2 is color RAL 1001<BR> 046427-3 is color RAL 1014<BR> 046427-4 is color RAL 2000<BR> 046427-5 is color RAL 6014<BR> 046427-6 is color RAL 6031<BR> | 84159000
098579 | Insulation 5 | 092637 | 5640-22-632-5480 |  | 1 | 408.75 | 54.75 | 47.00 | 10 | 368.00 | 49.25 | 42.25 |  |  |  |  | 230 | 430 | 10 | 3333 |  | 84158100
064268-2 | Plate w/hose lock system |  |  |  | 1 | 1460.50 | 195.50 | 167.75 | 10 | 1314.50 | 176.00 | 151.00 |  |  |  |  | 740 | 620 | 165 | 2060 | 064268-1 is color "Desert"<BR> 064268-2 is color RAL 6014<BR> 064268-3 is color RAL 6031 | 84159000 | DK
095305 | Nylon Bushning |  | 5365-22-632-4418 |  | 1 | 508.50 | 68.10 | 58.50 | 10 | 457.75 | 61.25 | 52.75 |  |  |  |  | 130 | 220 | 50 | 3333 | 1 pcs contains 10 pcs | 84158100
081597 | Insulation for corner profile |  | 5640-22-610-9632 |  | 1 | 515.00 | 69.00 | 59.00 | 10 | 463.50 | 62.00 | 53.00 |  |  |  |  | 415 | 165 | 15 | 256 |  | 84159000
108089 | Ground screw kit, 10 pcs |  |  |  | 1 | 432.25 | 58.00 | 50.00 | 10 | 389.00 | 52.25 | 45.00 |  |  |  |  | 150 | 100 | 50 | 250 |  | 84159000 | DK
093894-2 | Carrying handles, 2 pcs. |  |  |  | 1 | 746.50 | 100.00 | 86.00 | 10 | 671.75 | 90.00 | 77.50 |  |  |  |  | 460 | 260 | 0 | 1640 |  | 84159000 | DK
036431 | DIN rail, 135mm |  |  |  | 1 | 19.50 | 2.60 | 2.30 | 10 | 17.50 | 2.25 | 2.00 |  |  |  |  | 140 | 100 | 100 | 200 |  | 84159000 | DK
541070 | Plastic foot, DPC 25, black | 098498 | 4730-22-611-5504 |  | 1 | 8.00 | 1.10 | 1.00 | 100 | 1.30 | 0.19 | 0.16 |  |  |  |  | 5 | 5 | 5 | 5 |  | 73229000
091287-4 | Control board ERC 211 | 090787 |  |  | 1 | 1754.00 | 234.75 | 201.50 | 10 | 1578.50 | 211.25 | 181.25 |  |  |  |  | 190 | 100 | 70 | 150 |  | 84159000
046427-5 | Part 2 for hose connection | 044090 |  |  | 1 | 627.00 | 84.00 | 72.00 | 10 | 564.25 | 75.50 | 64.75 |  |  |  |  | 580 | 385 | 110 | 710 | 046427-1 is color FS 33446<BR> 046427-2 is color RAL 1001<BR> 046427-3 is color RAL 1014<BR> 046427-4 is color RAL 2000<BR> 046427-5 is color RAL 6014<BR> 046427-6 is color RAL 6031<BR> | 84159000
601032 | Combi coil, right, DanX 7/14 8RR |  |  |  | MSRP price PCS: 1; MSRP price DKK: 21159.00; MSRP price EUR: 2832.00; MSRP price GBP: 2430.00 | 2000 | 880 | 480 | 150000 | <p>All DanX units are bespoke.<br /> To ensure 100% compatibility, please send unit serial or project number from&nbsp; type label to&nbsp;<a href="mailto:danx@dantherm.com">danx@dantherm.com</a>&nbsp;with your compatabillity request.&nbsp;</p> | 84159000
065633 | Heating element, 2200 W |  | 4520-22-621-7572 |  | 1 | 1496.00 | 200.00 | 171.00 | 10 | 1346.50 | 180.00 | 154.00 |  |  |  |  | 0 | 0 | 0 | 1000 |  | 84159000
081608 | Insulation for partition plate |  | 5640-22-610-9630 |  | 1 | 804.25 | 107.75 | 92.25 | 10 | 723.75 | 97.00 | 83.00 |  |  |  |  | 740 | 740 | 280 | 3333 |  | 84159000
081683 | Washer 10 pcs |  |  |  | 1 | 264.75 | 35.50 | 30.50 | 10 | 238.25 | 32.00 | 27.50 |  |  |  |  | 130 | 220 | 500 | 3333 |  | 84159000
796380-3 | Front gable, insulated, AC-M7 MKII |  |  |  | 1 | 959.50 | 128.50 | 110.25 | 10 | 863.50 | 115.75 | 99.25 |  |  |  |  | 760 | 980 | 120 | 5000 | RAL 1001 - 796380-1 RAL 1014 - 796380-2 RAL 6014 - 796380-3 | 84159000
053676 | Distance bushing, stainless steel, ø10/ø8.2 x 33mm |  |  |  | MSRP price PCS: 1; MSRP price DKK: 45.00; MSRP price EUR: 6.00; MSRP price GBP: 5.20 | 50 | 0 | 0 | 7 |  | 84149000
035052 | Radial fan, RH31Cpro, with measuring tap, bore ø19 |  |  |  | MSRP price PCS: 1; MSRP price DKK: 3044.00; MSRP price EUR: 407.50; MSRP price GBP: 349.50 | 0 | 23 | 37 | 4000 |  | 84145935
298952-3 | Hose lock moving part 1 |  |  |  | 1 | 688.75 | 92.25 | 79.00 | 10 | 620.00 | 83.00 | 71.00 |  |  |  |  | 580 | 385 | 110 | 880 | 298952-1 is color RAL 6031<BR> 298952-2 is color RAL 9010<BR> 298952-3 is color "Desert"<BR> 298952-4 is color RAL 6014<BR> | 84159000 | DK
098920 | Machine screw, M6x16, A2 |  | 5305-22-632-4241 |  | 1 | 1682.00 | 225.25 | 193.00 | 10 | 1513.75 | 202.75 | 173.75 |  |  |  |  | 190 | 100 | 70 | 500 | 1 pcs contains 1000 pcs | 84159000
165255-2 | Air outlet box |  |  |  | 1 | 954.50 | 127.75 | 109.50 | 10 | 859.00 | 115.00 | 98.50 |  |  |  |  | 150 | 100 | 50 | 3000 | FS 33446 - 165255-1 <br>RAL 1001 - 165255-2 <br>RAL 1014 - 165255-3 <br>RAL 2000 - 165255-4 <br>RAL 6014 - 165255-5 <br>RAL 6031 - 165255-1 | 84159000
298939-1 | Vibration damper, 4 pcs | 038799 | 5340-22-616-4131 |  | 1 | 476.75 | 64.00 | 54.75 | 10 | 429.00 | 57.50 | 49.25 |  |  |  |  | 350 | 240 | 50 | 140 | ø25 x 20 | 84159000 | DK
054280 | Hose connections, 10m, FFC, Stucchi couplings |  |  |  | 1 | 3291.00 | 440.75 | 378.00 | 10 | 2962.50 | 396.75 | 340.25 |  |  |  |  | 0 | 0 | 0 | 15200 |  | 39173900 | NL
086199 | Relay |  | 5925-22-620-7947 |  | 1 | 691.25 | 92.50 | 79.25 | 10 | 622.25 | 83.25 | 71.25 |  |  |  |  | 110 | 90 | 60 | 30 |  | 84158100
095343 | Rubber profile 1 meter |  | 5330-22-632-4313 |  | 1 | 287.75 | 38.50 | 33.00 | 10 | 259.00 | 34.75 | 29.75 |  |  |  |  | 220 | 320 | 50 | 3333 |  | 84158100
075822-2 | Contactor 18A | 295170 |  |  | 1 | 744.50 | 99.75 | 85.50 | 10 | 670.00 | 89.75 | 77.00 |  |  |  |  | 195 | 110 | 950 | 340 | 3P+1NO, 24V AC | 84159000
081606-9 | End cap 2 pcs. | 078560 | 5340-22-611-1573 |  | 1 | 595.25 | 79.75 | 68.25 | 10 | 535.75 | 71.75 | 61.50 |  |  |  |  | 225 | 135 | 30 | 80 | FS 33446 - 081606-1 <br>RAL 1001 - 081606-2 <br>RAL 1014 - 081606-3 <br>RAL 1016 - 081606-4 <br>RAL 1021 - 081606-5 <br>RAL 2000 - 081606-6 <br>RAL 2004 - 081606-7 <br>RAL 3000 - 081606-8 <br>RAL 5010 - 081606-9 <br>RAL 6014 - 081606-10 <br>RAL 6031 - 081606-11 <br>RAL 7024 - 081606-12 <br>RAL 9010 - 081606-13 <br>RAL 9016 - 081606-14 | 84159000
552550 | Pre-assembled cable, room thermostat 14m 3G0, 75mm² |  | 6145-22-611-3359 |  | 1 | 661.00 | 88.50 | 76.00 | 10 | 595.00 | 79.75 | 68.50 |  |  |  |  | 130 | 30 | 30 | 1500
051617 | Screw M5x20, Black, | 039588 |  |  | 1 | 6072.00 | 813.00 | 697.00 | 10 | 5464.75 | 731.75 | 627.25 |  |  |  |  | 190 | 100 | 70 | 3333 | 1 stk. indeholder 1000 stk. | 84159000
094063-2 | 12VDC power supply for CC0 controller |  |  |  | 1 | 575.00 | 77.00 | 66.00 | 10 | 517.50 | 69.25 | 59.50 |  |  |  |  | 190 | 100 | 70 | 3333 |  | 84159000
068754 | Rubber grommet pack (evaporator) |  | 5365-22-623-3168 |  | 1 | 642.00 | 86.00 | 73.75 | 10 | 577.75 | 77.50 | 66.50 |  |  |  |  | 130 | 220 | 50 | 150 |  | 84159000 | DK
068659-4 | Hatch for controller (std) |  |  |  | 1 | 1090.00 | 146.00 | 125.25 | 10 | 981.00 | 131.50 | 112.75 |  |  |  |  | 450 | 400 | 60 | 1400 | 068659-1 is color FS 33446,heat,softstarter <BR> 068659-2 is color FS 33446,heat <BR> 068659-3 is color FS 33446,softstarter <BR> 068659-4 is color FS 33446 standard <BR> 068659-5 is color RAL 6014,heat,softstarter <BR> 068659-6 is color RAL 6014,heat <BR> 068659-7 is color RAL 6014,softstarter <BR> 068659-8 is color RAL 6014 standard <BR> | 84159000 | DK
296148 | Manometer, burner | 796022,606930 | 6685-22-619-5399 |  | 1 | 489.50 | 65.50 | 56.25 | 10 | 440.50 | 59.00 | 50.75 |  |  |  |  | 150 | 105 | 70 | 40 |  | 84159000 | DK
075815-2 | Hour counter 24VAC 50Hz | 295161 |  |  | 1 | 443.50 | 59.50 | 51.00 | 10 | 399.25 | 53.50 | 46.00 |  |  |  |  | 225 | 135 | 30 | 400 |  | 84159000
098439-1 | Frontplate for electric box |  |  |  | MSRP price PCS: 1; MSRP price DKK: 819.00; MSRP price EUR: 109.75; MSRP price GBP: 94.00 | 760 | 290 | 50 | 2000 | MKII versions only | 84159000 | DK
098635 | Screw for Foot, 100 pcs |  |  |  | 1 | 543.50 | 73.00 | 62.50 | 10 | 489.25 | 65.75 | 56.25 |  |  |  |  | 300 | 400 | 50 | 3333 | 1 pcs contains 100 pcs | 84158100
040213-6 | Front cover panel |  |  |  | 1 | 2373.00 | 317.70 | 272.50 | 10 | 2135.75 | 286.00 | 245.25 |  |  |  |  | 990 | 760 | 125 | 4850 | FS 33446 - 040213-1 <br>RAL 1001 - 040213-2 <br>RAL 1014 - 040213-3 <br>RAL 2000 - 040213-4 <br>RAL 6014 - 040213-5 <br>RAL 6031 - 040213-6 | 84159000 | DK
075827 | Protection for Female socket 075826 | 295175 | 6110-22-618-4109 |  | 1 | 415.15 | 55.75 | 47.75 | 10 | 373.75 | 50.25 | 43.00 |  |  |  |  | 225 | 135 | 30 | 10 |  | 84159000
068659-3 | Hatch for controller (std) |  |  |  | 1 | 1090.00 | 146.00 | 125.25 | 10 | 981.00 | 131.50 | 112.75 |  |  |  |  | 450 | 400 | 60 | 1400 | 068659-1 is color FS 33446,heat,softstarter <BR> 068659-2 is color FS 33446,heat <BR> 068659-3 is color FS 33446,softstarter <BR> 068659-4 is color FS 33446 standard <BR> 068659-5 is color RAL 6014,heat,softstarter <BR> 068659-6 is color RAL 6014,heat <BR> 068659-7 is color RAL 6014,softstarter <BR> 068659-8 is color RAL 6014 standard <BR> | 84159000 | DK
299008-3 | Top plate condensor section |  |  |  | 1 | 2780.00 | 372.25 | 319.25 | 10 | 2502.00 | 335.00 | 287.25 |  |  |  |  | 0 | 0 | 0 | 3522 | 299008-1 is color "Desert"<BR> 299008-2 is color RAL 6014<BR> 299008-3 is color RAL 6031<BR> 299008-3 is color RAL 9010<BR> | 84159000 | DK
298950-2 | Hose lock fixed part |  | 5999-22-616-3992 |  | 1 | 599.75 | 80.25 | 69.00 | 10 | 539.75 | 72.25 | 62.00 |  |  |  |  | 580 | 385 | 110 | 510 | 298950-1 is color "Desert"<BR> 298950-2 is color RAL 6014<BR> 298950-3 is color RAL 6031<BR> 298950-4 is color RAL 9010<BR> | 84159000 | DK
098905 | Evaporator fan bracket cpl. |  | 5340-22-632-4052 |  | 1 | 2093.00 | 280.00 | 240.50 | 10 | 1883.75 | 252.00 | 216.50 |  |  |  |  | 560 | 370 | 110 | 2000 |  | 84159000
096257-3 | Hose lock with turning lock fastener |  |  |  | 1 | 1040.00 | 139.25 | 119.50 | 10 | 936.00 | 125.25 | 107.50 |  |  |  |  | 460 | 260 | 70 | 3333 |  | 84159000
055215 | Electrical box + bracket, kondenser modul |  |  |  | 1 | 746.00 | 100.00 | 85.70 | 10 | 671.50 | 90.00 | 77.25 |  |  |  |  | 0 | 0 | 0 | 3333 |  | 84159000 | DK
081678-5 | Electrical box |  |  |  | 1 | 719.75 | 96.25 | 82.75 | 10 | 647.75 | 86.75 | 74.50 |  |  |  |  | 1000 | 500 | 500 | 3333 | FS 33446 - 081678-1 <br>RAL 1001 - 081678-2 <br>RAL 1014 - 081678-3 <br>RAL 2000 - 081678-4 <br>RAL 6014 - 081678-5 <br>RAL 6031 - 081678-6 | 84159000
093571-2 | Compressor |  |  |  | 1 | 6244.75 | 836.00 | 717.00 | 10 | 5620.25 | 752.50 | 645.25 |  |  |  |  | 460 | 610 | 500 | 3333 |  | 84158100 | DK
098587 | Washer for Fresh air inlet |  |  |  | 1 | 339.25 | 45.50 | 39.00 | 10 | 305.25 | 41.00 | 35.00 |  |  |  |  | 130 | 220 | 50 | 3333 | 1 pcs contains 100 pcs | 84158100
055627-3 | Handle, rear, right | 069856 |  |  | 1 | 793.75 | 106.25 | 91.25 | 10 | 714.50 | 95.75 | 82.25 |  |  |  |  | 480 | 190 | 70 | 320 | 055627-1 is color RAL 1021 <BR> 055627-2 is color RAL 2000<BR> 055627-3 is color RAL 6014<BR> 055627-4 is color RAL 6031<BR> | 84159000
039167-3 | Air baffle box complete, condenser |  |  |  | 1 | 1530.75 | 204.92 | 175.75 | 10 | 1377.75 | 184.50 | 158.25 |  |  |  |  | 490 | 355 | 65 | 1000 | FS 33446 - 039167-1 <br>RAL 1001 - 039167-2 <br>RAL 1014 - 039167-3 <br>RAL 2000 - 039167-4 <br>RAL 6014 - 039167-5 <br>RAL 6031 - 039167-6 | 73229000 | DK
081670 | Cable entry+nut PG13,5 20 pcs. | 527040,527540 | 5975-22-630-5302 |  | 1 | 486.75 | 65.25 | 56.00 | 10 | 438.00 | 58.75 | 50.50 |  |  |  |  | 190 | 100 | 70 | 3333 |  | 84159000
052744 | Motor protection, compressor |  |  |  | MSRP price PCS: 1; MSRP price DKK: 39.00; MSRP price EUR: 5.25; MSRP price GBP: 4.50 | 30 | 30 | 30 | 3333 |  | 84149000 | DK
298941 | Power supply cable, AC-M18 |  | 5995-22-616-3564 |  | 1 | 1863.75 | 249.50 | 214.00 | 10 | 1677.50 | 224.50 | 192.50 |  |  |  |  | 405 | 320 | 240 | 5310 |  | 84159000 | DK
099396 | Blind rivet, D4,8 - 100 pcs. |  | 5320-22-632-5483 |  | 1 | 552.50 | 74.00 | 63.50 | 10 | 497.25 | 66.50 | 57.25 |  |  |  |  | 190 | 100 | 70 | 100 | D4,8 <b>1 pcs contains 100 pcs | 84159000
046407-3 | Hose lock, part 1 |  |  |  | 1 | 672.75 | 90.00 | 77.25 | 10 | 605.50 | 81.00 | 69.50 |  |  |  |  | 580 | 385 | 110 | 470 | RAL 1001 - 046407-1 <br>RAL 1014 - 046407-2 <br>RAL 6014 - 046407-3 | 84159000
068758 | Control w. heat w. softstarter |  | 4130-22-623-217 |  | 1 | 15760.50 | 2110.00 | 1809.50 | 10 | 14184.50 | 1899.00 | 1628.50 |  |  |  |  | 670 | 470 | 460 | 7200 |  | 84159000 | DK
055212 | Insulation for evaporator module |  |  |  | 1 | 2229.00 | 298.40 | 256.00 | 10 | 2006.00 | 268.50 | 230.50 |  |  |  |  | 0 | 0 | 0 | 3333 |  | 84159000 | DK
068601-1 | Top plate for condenser section |  |  |  | 1 | 2307.75 | 304.00 | 265.00 | 10 | 2077.00 | 273.50 | 238.50 |  |  |  |  | 1050 | 710 | 80 | 13500 | 068601-1 is color FS 33446<BR> 068601-2 is color RAL 6014<BR> | 84159000 | DK
095057 | Handle, hinged, with spring return | 098447 |  |  | MSRP price PCS: 1; MSRP price DKK: 55.25; MSRP price EUR: 7.50; MSRP price GBP: 6.25 | 150 | 100 | 2 | 318 |  | 83021000 | GB
298970 | Control w/o heat, w. softstarter |  | 4130-22-616-4127 | OBSOLETE | 1 | 16227.25 | 2172.25 | 1863.00 | 10 | 14604.50 | 1955.00 | 1676.75 |  |  |  |  | 0 | 0 | 0 | 11000 |  | 84159000 | DK
072260-2 | Front grille w/filter |  |  |  | MSRP price PCS: 1; MSRP price DKK: 973.50; MSRP price EUR: 130.50; MSRP price GBP: 112.00 | 515 | 420 | 105 | 1160 |  | 84159000
108087 | Label for service plate, 10 Pcs |  |  |  | 1 | 458.75 | 64.50 | 52.75 | 10 | 413.00 | 58.00 | 47.50 |  |  |  |  | 220 | 130 | 5 | 10 |  | 84158100 | DK
066560-1 | Side plade, evaporator |  |  |  | 1 | 1252.00 | 167.75 | 143.75 | 10 | 1126.75 | 151.00 | 129.50 |  |  |  |  | 0 | 0 | 0 | 3012 | 066560-1 is color "Desert"<BR> 066560-2 is color RAL 6014<BR> 066560-3 is color RAL 6031<BR> 066560-4 is color RAL 9010<BR> | 84159000
095336 | M5 & F7 Filterset for DanX 3 |  |  |  | MSRP price PCS: 1; MSRP price DKK: 2012.50; MSRP price EUR: 269.50; MSRP price GBP: 231.50 | 0 | 0 | 0 | 3333 |  | 84158200
068639-2 | Evaporator fan |  |  |  | 1 | 3956.00 | 529.75 | 454.00 | 10 | 3560.50 | 476.75 | 408.50 |  |  |  |  | 570 | 355 | 280 | 4950 | 068639-1 is color FS 33446<BR> 068639-2 is color RAL 6014<BR> | 84159000 | DK
095345 | Rubber grommet, TET-C 10-14 |  | 5365-22-632-4157 |  | 1 | 424.00 | 56.75 | 49.00 | 10 | 381.50 | 51.00 | 44.00 |  |  |  |  | 150 | 100 | 20 | 3333 | 1 pcs contains 10 pcs | 84158100
074813 | Wing nut in chain, for ground connection |  | 5340-22-624-1120 |  | 1 | 681.50 | 91.25 | 78.25 | 10 | 613.25 | 82.25 | 70.50 |  |  |  |  | 225 | 135 | 30 | 30 |  | 84159000
093573-1 | Power supply cable AC-M16 |  |  |  | 1 | 2012.00 | 269.50 | 231.00 | 10 | 1810.75 | 242.50 | 208.00 |  |  |  |  | 320 | 230 | 130 | 3333 |  | 84158100
055741-5 | Filter frame |  |  |  | 1 | 1001.00 | 134.00 | 115.00 | 10 | 901.00 | 120.50 | 103.50 |  |  |  |  | 650 | 435 | 25 | 3333 | FS 33446 - 055741-1 <br>RAL 1001 - 055741-2 <br>RAL 1014 - 055741-3 <br>RAL 2000 - 055741-4 <br>RAL 6014 - 055741-5 <br>RAL 6031 - 055741-6 | 84159000
075404 | Contactor CI 9 24 V |  | 5945-22-620-7951 |  | 1 | 562.25 | 75.25 | 64.50 | 10 | 506.00 | 67.75 | 58.00 |  |  |  |  | 195 | 110 | 950 | 290 |  | 84159000
064266-2 | Fresh air intake, 2 set |  |  |  | 1 | 838.00 | 112.25 | 96.25 | 10 | 754.25 | 101.00 | 86.75 |  |  |  |  | 300 | 300 | 200 | 530 | 064266-1 is color "Desert"<BR> 064266-2 is color RAL 6014<BR> 064266-3 is color RAL 6031<BR> 064266-4 is color RAL 9010<BR> | 84159000 | DK
481359 | Vibration damper, self-adhesive foot, grey | 098508 |  |  | 1 | 11.25 | 1.50 | 1.30 | 10 | 9.00 | 1.20 | 1.00 |  |  |  |  | 150 | 100 | 50 | 100 |  | 40169300
046427-4 | Part 2 for hose connection | 044090 |  |  | 1 | 627.00 | 84.00 | 72.00 | 10 | 564.25 | 75.50 | 64.75 |  |  |  |  | 580 | 385 | 110 | 710 | 046427-1 is color FS 33446<BR> 046427-2 is color RAL 1001<BR> 046427-3 is color RAL 1014<BR> 046427-4 is color RAL 2000<BR> 046427-5 is color RAL 6014<BR> 046427-6 is color RAL 6031<BR> | 84159000
081631-2 | Thermostatic valve | 603967 |  |  | 1 | 1043.75 | 139.75 | 120.00 | 10 | 939.50 | 125.75 | 108.00 |  |  |  |  | 250 | 175 | 100 | 420 |  | 84159000
076182 | Plate with hose lock system |  | 5999-22-624-7489 |  | 1 | 1968.00 | 263.00 | 226.00 | 10 | 1771.25 | 236.75 | 203.50 |  |  |  |  | 0 | 0 | 0 | 3333 |  | 84159000
040213-1 | Front cover panel |  |  |  | 1 | 2373.00 | 317.70 | 272.50 | 10 | 2135.75 | 286.00 | 245.25 |  |  |  |  | 990 | 760 | 125 | 4850 | FS 33446 - 040213-1 <br>RAL 1001 - 040213-2 <br>RAL 1014 - 040213-3 <br>RAL 2000 - 040213-4 <br>RAL 6014 - 040213-5 <br>RAL 6031 - 040213-6 | 84159000 | DK
480254 | Solenoid valve | 051923 |  |  | MSRP price PCS: 1; MSRP price DKK: 180.50; MSRP price EUR: 24.25; MSRP price GBP: 20.75 | 0 | 0 | 0 | 219 |  | 90321020
601053 | Evaporator, Af 5/10 Pos H Eco 1022p2108114025e01 17 Iht.A |  |  |  | MSRP price PCS: 1; MSRP price DKK: 14323.00; MSRP price EUR: 1917.40; MSRP price GBP: 1644.50 | 1285 | 350 | 350 | 25000 | <p>All DanX units are bespoke.<br /> To ensure 100% compatibility, please send unit serial or project number from&nbsp; type label to&nbsp;<a href="mailto:danx@dantherm.com">danx@dantherm.com</a>&nbsp;with your compatabillity request.&nbsp;</p> | 84189910
098925 | Flat washer |  | 5310-22-632-4142 |  | 1 | 378.00 | 50.50 | 43.50 | 10 | 340.25 | 45.50 | 39.25 |  |  |  |  | 190 | 100 | 70 | 500 | M6, A2 <B>1 pcs contains 100 pcs | 84159000
099386 | Cable gland M12x1,5 cpl. |  | 5975-22-632-5501 |  | 1 | 440.75 | 59.00 | 50.60 | 10 | 396.75 | 53.00 | 45.50 |  |  |  |  | 190 | 100 | 70 | 1000 |  | 84159000
055929-2 | Grill for heating element |  |  |  | 1 | 804.25 | 107.75 | 92.25 | 10 | 723.75 | 97.00 | 83.00 |  |  |  |  | 390 | 270 | 100 | 3333 | RAL 1001 - 055929-1 <br>RAL 1014 - 055929-2 <br>RAL 6014 - 055929-3 | 84159000
076174-6 | Fixture, condenser 2 pcs. |  |  |  | 1 | 655.50 | 87.75 | 75.25 | 10 | 590.00 | 79.00 | 67.75 |  |  |  |  | 150 | 100 | 100 | 3333 | FS 33446 - 076174-1 <br>RAL 1001 - 076174-2 <br>RAL 1014 - 076174-3 <br>RAL 2000 - 076174-4 <br>RAL 6014 - 076174-5 <br>RAL 6031 - 076174-6 | 84159000
165262-2 | Filter cassette, cpl. for evaporator |  |  |  | 1 | 671.25 | 89.75 | 77.00 | 10 | 604.25 | 80.75 | 69.25 |  |  |  |  | 500 | 500 | 500 | 1000 | FS 33446 - 165262-1 <br>RAL 1001 - 165262-2 <br>RAL 1014 - 165262-3 <br>RAL 2000 - 165262-4 <br>RAL 6014 - 165262-5 <br>RAL 6031 - 165262-6 | 84158100
796376 | Washers for wheels, 20 pcs. |  |  |  | 1 | 432.00 | 57.75 | 49.50 | 10 | 388.75 | 52.00 | 44.50 |  |  |  |  | 225 | 135 | 30 | 70 |  | 84159000
052094 | Coil for N/O valve 230 V 50 Hz with cable | 098461 |  |  | MSRP price PCS: 1; MSRP price DKK: 497.00; MSRP price EUR: 66.50; MSRP price GBP: 57.00 | 80 | 80 | 80 | 400 |  | 84159000 | DK
098830-1 | Front for Controller |  |  |  | 1 | 843.00 | 112.75 | 96.75 | 10 | 758.75 | 101.50 | 87.00 |  |  |  |  | 418 | 184 | 50 | 900 |  | 84159000
095380 | Clip for bulb |  | 4710-22-632-4089 |  | 1 | 501.00 | 67.00 | 57.50 | 10 | 451.00 | 60.25 | 51.75 |  |  |  |  | 130 | 220 | 50 | 3333 | 1 pcs contains 10 pcs | 84158100
098578 | SC card min. 8 GB |  | 7025-22-632-4421 |  | 1 | 450.25 | 60.25 | 51.70 | 10 | 405.25 | 54.25 | 46.50 |  |  |  |  | 130 | 220 | 50 | 3333 |  | 84159000
075402 | Function switch | 51750 | 5930-22-608-3450 |  | 1 | 1012.50 | 135.50 | 116.25 | 10 | 911.25 | 122.00 | 104.75 |  |  |  |  | 195 | 110 | 95 | 130 |  | 84159000
293742-1 | Heating element |  |  |  | 1 | 4755.00 | 636.50 | 546.00 | 10 | 4279.50 | 572.75 | 491.50 |  |  |  |  | 580 | 385 | 110 | 3380 | FS 33446 - 293742-1 <br>RAL 1001 - 293742-2 <br>RAL 1014 - 293742-3 <br>RAL 2000 - 293742-4 <br>RAL 6014 - 293742-5 <br>RAL 6031 - 293742-6 | 73229000 | DK
796382 | Hose, ½" |  | 4720-22-611-2171 |  | 1 | 385.75 | 51.75 | 44.25 | 10 | 347.25 | 46.50 | 39.75 |  |  |  |  | 220 | 320 | 50 | 50 |  | 84159000
064264-2 | Side plate, exhaust | 900505 |  |  | 1 | 3863.25 | 517.25 | 443.50 | 10 | 3477.00 | 465.50 | 399.25 |  |  |  |  | 1100 | 750 | 100 | 5000 | 064264-1 is color "Desert"<BR> 064264-2 is color RAL 6014<BR> 064264-3 is color RAL 6031<BR> 064264-4 is color RAL 9010<BR> | 84159000 | DK
046679-4 | Shielding plate upper condenser |  |  |  | 1 | 684.25 | 92.00 | 78.50 | 10 | 615.75 | 82.75 | 70.75 |  |  |  |  | 765 | 75 | 20 | 3333 |  | 84159000
298955 | 1/4 turn lock kit (3 pcs.) |  | 5340-22-616-4174 |  | 1 | 573.25 | 76.75 | 65.75 | 10 | 516.00 | 69.00 | 59.25 |  |  |  |  | 225 | 135 | 30 | 20 |  | 84159000 | DK
098643-2 | Side plate, right, with insulation |  |  |  | MSRP price PCS: 1; MSRP price DKK: 1966.90; MSRP price EUR: 263.25; MSRP price GBP: 225.75 | 0 | 0 | 0 | 3333 |  | 84159000
555553 | Rubber washer for flange nut | 098448,522752,094233,542350,094235,480736,480969,094237,480663,522852,481023,481594,649350,481066,522853,099613,094236,519352,480236,649450,099595,093795,093793,094234,353353,094238,480059 |  |  | MSRP price PCS: 1; MSRP price DKK: 1.00; MSRP price EUR: 0.13; MSRP price GBP: 0.11 | 50 | 50 | 100 | 5 |  | 84149000
099822 | Connection hose, 5m, Aircon 7 |  |  |  | MSRP price PCS: 1; MSRP price DKK: 4779.50; MSRP price EUR: 639.00; MSRP price GBP: 548.75 | 345 | 290 | 310 | 3500 |  | 84159000 | UK
093900-2 | Wall bracket for evaporator fan |  |  |  | 1 | 862.25 | 115.50 | 99.00 | 10 | 776.00 | 104.00 | 89.00 |  |  |  |  | 590 | 90 | 50 | 3333 |  | 84158100
081614-5 | Air guiding platefor evaporator 2 pcs. |  |  |  | 1 | 791.75 | 106.00 | 91.00 | 10 | 712.50 | 95.50 | 82.00 |  |  |  |  | 320 | 220 | 50 | 3333 | FS 33446 - 081614-1 <br>RAL 1001 - 081614-2 <br>RAL 1014 - 081614-3 <br>RAL 6014 - 081614-4 <br>RAL 6031 - 081614-5 | 84159000
480571 | Capacitor, 50µF ±5% 450 V, safety class P2 | 098494,094237,480663,522852,094238,522853,481594,093793 |  |  | MSRP price PCS: 1; MSRP price DKK: 111.50; MSRP price EUR: 15.00; MSRP price GBP: 12.75 | 100 | 55 | 55 | 174 |  | 85322200
098859 | K2 Contactor cpl. |  | 6110-22-632-1710 |  | 1 | 849.75 | 113.75 | 97.50 | 10 | 764.75 | 102.50 | 87.75 |  |  |  |  | 195 | 110 | 95 | 420 |  | 84159000
096342-1 | Cover with inspection louvre |  |  |  | 1 | 709.50 | 95.00 | 81.50 | 10 | 638.50 | 85.50 | 73.25 |  |  |  |  | 310 | 225 | 20 | 330 | 096342-1 is color "Desert"<BR> 096342-2 is color FS 34094<BR> 096342-3 is color RAL 6003<BR> 096342-4 is color RAL 6006<BR> 096342-5 is color RAL 6014<BR> 096342-6 is color RAL 6031<BR> 096342-7 is color RAL 9010<BR> | 84158100
051606 | Holder, for Filterdrier | 090811 |  |  | 1 | 624.50 | 83.60 | 71.70 | 10 | 562.00 | 75.25 | 64.50 |  |  |  |  | 110 | 90 | 60 | 3333 |  | 84159000
052401-2 | Rail for evaporator coil | 092446 |  |  | 1 | 727.75 | 97.50 | 83.60 | 10 | 655.00 | 87.75 | 75.25 |  |  |  |  | 700 | 150 | 50 | 3333 |  | 84159000 | DK
299008-2 | Top plate condensor section |  |  |  | 1 | 2780.00 | 372.25 | 319.25 | 10 | 2502.00 | 335.00 | 287.25 |  |  |  |  | 0 | 0 | 0 | 3522 | 299008-1 is color "Desert"<BR> 299008-2 is color RAL 6014<BR> 299008-3 is color RAL 6031<BR> 299008-3 is color RAL 9010<BR> | 84159000 | DK
298994-3 | Cover, air outlet |  |  |  | 1 | 972.75 | 130.25 | 111.75 | 10 | 875.50 | 117.25 | 100.50 |  |  |  |  | 0 | 0 | 0 | 125 | 298994-1 is color "Desert"<BR> 298994-2 is color RAL 6014<BR> 298994-3 is color RAL 6031<BR> | 84159000 | DK
094066-1 | Connection strap with fitting |  |  |  | 1 | 887.00 | 119.00 | 102.00 | 10 | 798.25 | 107.00 | 91.75 |  |  |  |  | 100 | 130 | 50 | 3333 |  | 84159000
093556-1 | Cover plate, for service |  |  |  | 1 | 981.25 | 131.50 | 112.00 | 10 | 883.25 | 118.25 | 100.75 |  |  |  |  | 420 | 220 | 20 | 3333 |  | 84158100 | DK
051616-2 | Hinge for electrical front, 2 pcs | 095302 |  |  | 1 | 618.00 | 82.75 | 71.00 | 10 | 556.25 | 74.50 | 64.00 |  |  |  |  | 130 | 220 | 50 | 3333 |  | 84159000
093939-2 | Whell |  |  |  | 1 | 544.25 | 73.00 | 62.50 | 10 | 489.75 | 65.75 | 56.25 |  |  |  |  | 200 | 50 | 50 | 3333 |  | 84158100
055929-1 | Grill for heating element |  |  |  | 1 | 804.25 | 107.75 | 92.25 | 10 | 723.75 | 97.00 | 83.00 |  |  |  |  | 390 | 270 | 100 | 3333 | RAL 1001 - 055929-1 <br>RAL 1014 - 055929-2 <br>RAL 6014 - 055929-3 | 84159000
032861 | Mounting plate, control box |  |  |  | 1 | 74.25 | 10.00 | 8.55 | 10 | 66.75 | 9.00 | 7.75 |  |  |  |  | 370 | 200 | 200 | 461 |  | 73269098 | DK
098840 | Compressor and electrical box |  | 4130-22-632-1670 |  | 1 | 5840.50 | 782.00 | 670.50 | 10 | 5256.50 | 703.75 | 603.50 |  |  |  |  | 405 | 305 | 258 | 32500 |  | 84159000
060560 | Drain hose, 1/2" Armorvin, 3 m |  |  |  | 1 | 600.00 | 80.25 | 69.00 | 10 | 540.00 | 72.25 | 62.00 |  |  |  |  | 280 | 275 | 155 | 530 |  | 84159000
076179-1 | Side plate, Evaporator |  |  |  | 1 | 1990.00 | 266.00 | 228.00 | 10 | 1791.00 | 239.50 | 205.25 |  |  |  |  | 0 | 0 | 0 | 3333 |  | 84159000
081585-4 | Plate for hose connection |  | 4120-22-611-1268 |  | 1 | 608.25 | 81.50 | 69.75 | 10 | 547.50 | 73.25 | 62.75 |  |  |  |  | 670 | 400 | 50 | 1520 | FS 33446 - 081585-1 <br>RAL 1001 - 081585-2 <br>RAL 1014 - 081585-3 <br>RAL 6014 - 081585-4 <br>RAL 6031 - 081585-5 | 84159000
070567 | Cable set, basic CDT 90 | 071063 |  |  | MSRP price PCS: 1; MSRP price DKK: 281.79; MSRP price EUR: 37.72; MSRP price GBP: 32.35 | 0 | 0 | 0 | 450 |  | 85444290 | DK
064632-2 | Rubber grommet TET-C 14-20 |  |  |  | 1 | 445.00 | 59.50 | 51.00 | 10 | 400.50 | 53.50 | 46.00 |  |  |  |  | 150 | 100 | 20 | 3333 | 1 pcs contains 10 pcs | 84159000 | DK
095428-2 | Pressure sensitive switch for HP pipe |  |  |  | 1 | 642.25 | 86.00 | 73.75 | 10 | 578.00 | 77.50 | 66.50 |  |  |  |  | 190 | 100 | 70 | 3333 |  | 84145935
165255-3 | Air outlet box |  |  |  | 1 | 954.50 | 127.75 | 109.50 | 10 | 859.00 | 115.00 | 98.50 |  |  |  |  | 150 | 100 | 50 | 3000 | FS 33446 - 165255-1 <br>RAL 1001 - 165255-2 <br>RAL 1014 - 165255-3 <br>RAL 2000 - 165255-4 <br>RAL 6014 - 165255-5 <br>RAL 6031 - 165255-1 | 84159000
098908 | Flat washer, M6, Brass |  | 5310-22-632-4144 |  | 1 | 443.00 | 59.50 | 51.00 | 10 | 398.75 | 53.50 | 46.00 |  |  |  |  | 190 | 100 | 70 | 500 | 1 pcs contains 100 pcs | 84159000 | DK
075818-1 | Auxiliary contact | 295165 |  |  | 1 | 596.50 | 79.75 | 68.50 | 10 | 536.75 | 71.75 | 61.75 |  |  |  |  | 195 | 110 | 95 | 70 | 1NO+1NC | 84159000
059859-1 | Suspension for supporting leg, left |  |  |  | 1 | 669.25 | 89.50 | 76.75 | 10 | 602.25 | 80.50 | 69.00 |  |  |  |  | 150 | 150 | 90 | 330 |  | 84159000
098919 | Spring washer, M8, A2 . |  | 5310-22-632-4423 |  | 1 | 527.25 | 70.60 | 60.60 | 10 | 474.50 | 63.50 | 54.50 |  |  |  |  | 190 | 100 | 70 | 900 | 1 pcs contains 1000 pcs | 84159000 | DK
096961 | Soft-start unit | 098638 |  |  | MSRP price PCS: 1; MSRP price DKK: 956.25; MSRP price EUR: 128.00; MSRP price GBP: 109.75 | 56 | 45 | 25 | 50 |  | 84159000 | DK
298996 | Heating element 3333W/400Volt |  | 4520-22-618-4068 |  | 1 | 544.75 | 73.00 | 62.50 | 10 | 490.25 | 65.75 | 56.25 |  |  |  |  | 680 | 260 | 165 | 760 | We recommend replacing all heaters at the same time | 84159000 | DK
298974-1 | Drier filter |  |  |  | 1 | 247.50 | 33.25 | 28.50 | 10 | 222.75 | 30.00 | 25.75 |  |  |  |  | 195 | 110 | 95 | 330 | 298974-1 is 1/2" for AC-M18<BR> 298974-2 is 3/8" for AC-M5/AC-M7/AC-M11<BR> 298974-3 is 3/8" for AC24<BR> | 84159000 | DK
098617-3 | Cover plate, filter chamber | 098617 |  |  | 1 | 985.70 | 132.00 | 113.20 | 10 | 887.25 | 118.75 | 102.00 |  |  |  |  | 750 | 220 | 200 | 3333 |  | 84158100 | DK
036847-1 | Finger screw M6/15 (20 pcs.) |  | 5305-22-620-1711 |  | 1 | 313.35 | 42.00 | 36.00 | 10 | 282.00 | 37.75 | 32.50 |  |  |  |  | 350 | 245 | 35 | 270 |  | 84159000 | DK
068698-1 | End plate, controller side (std) |  |  |  | 1 | 4920.00 | 658.75 | 565.00 | 10 | 4428.00 | 593.00 | 508.50 |  |  |  |  | 600 | 600 | 250 | 4100 | 068698-1 is color FS 33446 <BR> 068698-2 is color RAL 6014<BR> | 84159000 | DK
040213-2 | Front cover panel |  |  |  | 1 | 2373.00 | 317.70 | 272.50 | 10 | 2135.75 | 286.00 | 245.25 |  |  |  |  | 990 | 760 | 125 | 4850 | FS 33446 - 040213-1 <br>RAL 1001 - 040213-2 <br>RAL 1014 - 040213-3 <br>RAL 2000 - 040213-4 <br>RAL 6014 - 040213-5 <br>RAL 6031 - 040213-6 | 84159000 | DK
059897-3 | End panel |  |  |  | 1 | 2396.50 | 320.75 | 275.25 | 10 | 2156.75 | 288.75 | 247.75 |  |  |  |  | 1000 | 800 | 130 | 5120 | FS 33446 - 059897-1 <br>RAL 1001 - 059897-2 <br>RAL 1014 - 059897-3 <br>RAL 2000 - 059897-4 <br>RAL 6014 - 059897-5 <br>RAL 6031 - 059897-6 | 84159000
165255-1 | Air outlet box |  |  |  | 1 | 954.50 | 127.75 | 109.50 | 10 | 859.00 | 115.00 | 98.50 |  |  |  |  | 150 | 100 | 50 | 3000 | FS 33446 - 165255-1 <br>RAL 1001 - 165255-2 <br>RAL 1014 - 165255-3 <br>RAL 2000 - 165255-4 <br>RAL 6014 - 165255-5 <br>RAL 6031 - 165255-1 | 84159000
068613-1 | Hose lock fixed part |  |  |  | 1 | 802.50 | 107.50 | 92.25 | 10 | 722.25 | 96.75 | 83.00 |  |  |  |  | 400 | 200 | 50 | 500 | 068613-1 is color FS 33446<BR> 068613-2 is color RAL 1001<BR> 068613-3 is color RAL 1014<BR> 068613-4 is color RAL 2000<BR> 068613-5 is color RAL 6014<BR> 068613-6 is color RAL 6031<BR> | 84159000 | DK
063129-3 | Drier filter | 607230,011072 |  |  | 1 | 282.50 | 38.00 | 32.50 | 10 | 254.25 | 34.00 | 29.25 |  |  |  |  | 137 | 98 | 65 | 232 |  | 84159000
081595 | Pin 3,5x12, 10 pcs. |  | 5315-12-196-5599 |  | 1 | 49.25 | 6.50 | 5.75 | 10 | 44.25 | 5.75 | 5.25 |  |  |  |  | 225 | 135 | 30 | 10 |  | 84159000
055741-2 | Filter frame |  |  |  | 1 | 1001.00 | 134.00 | 115.00 | 10 | 901.00 | 120.50 | 103.50 |  |  |  |  | 650 | 435 | 25 | 3333 | FS 33446 - 055741-1 <br>RAL 1001 - 055741-2 <br>RAL 1014 - 055741-3 <br>RAL 2000 - 055741-4 <br>RAL 6014 - 055741-5 <br>RAL 6031 - 055741-6 | 84159000
081631-1 | Thermostatic valve | 603967 |  |  | 1 | 1043.75 | 139.75 | 120.00 | 10 | 939.50 | 125.75 | 108.00 |  |  |  |  | 250 | 175 | 100 | 420 |  | 84159000
098441-2 | Back plate - lower |  |  |  | MSRP price PCS: 1; MSRP price DKK: 923.90; MSRP price EUR: 123.75; MSRP price GBP: 106.00 | 840 | 610 | 400 | 5000 | 098441-1 for MKII <BR> 098441-2 for MKIII | 84159000 | DK
840108 | Damper motor, with spring, LF24, 4 Nm | 840109,039512 |  |  | MSRP price PCS: 1; MSRP price DKK: 1801.75; MSRP price EUR: 241.25; MSRP price GBP: 206.75 | 250 | 110 | 100 | 2300 |  | 85011010
072260-1 | Front grille w/filter |  |  |  | MSRP price PCS: 1; MSRP price DKK: 973.50; MSRP price EUR: 130.50; MSRP price GBP: 112.00 | 515 | 420 | 105 | 1160 |  | 84159000
064264-4 | Side plate, exhaust | 900505 |  |  | 1 | 3863.25 | 517.25 | 443.50 | 10 | 3477.00 | 465.50 | 399.25 |  |  |  |  | 1100 | 750 | 100 | 5000 | 064264-1 is color "Desert"<BR> 064264-2 is color RAL 6014<BR> 064264-3 is color RAL 6031<BR> 064264-4 is color RAL 9010<BR> | 84159000 | DK
093814-2 | Ground rod |  |  |  | 1 | 850.50 | 114.00 | 97.00 | 10 | 765.50 | 102.50 | 87.25 |  |  |  |  | 640 | 540 | 60 | 3333 |  | 84158100 | DK
450412 | Machine screw, M5 x 20, PHJ, T20, FZB | 098639 |  |  | 1 | 0.55 | 0.07 | 0.06 | 100 | 0.35 | 0.05 | 0.04 |  |  |  |  | 100 | 100 | 100 | 5 |  | 73181558 | GB
053525 | Evaporator, 320 x 44 x 275, in 3/8", out 3/8", 2.12mm fin spacing |  |  |  | MSRP price PCS: 1; MSRP price DKK: 549.00; MSRP price EUR: 73.50; MSRP price GBP: 63.00 | 350 | 300 | 50 | 3333 |  | 84189910
068615-3 | Hose lock moving part |  |  |  | 1 | 797.50 | 106.75 | 91.50 | 10 | 717.75 | 96.00 | 82.25 |  |  |  |  | 400 | 250 | 50 | 850 | 068615-1 is color FS 33446<BR> 068615-2 is color RAL 1001<BR> 068615-3 is color RAL 1014<BR> 068615-4 is color RAL 2000<BR> 068615-5 is color RAL 6014<BR> 068615-6 is color RAL 6031<BR> | 84159000 | DK
298950-4 | Hose lock fixed part |  | 5999-22-616-3992 |  | 1 | 599.75 | 80.25 | 69.00 | 10 | 539.75 | 72.25 | 62.00 |  |  |  |  | 580 | 385 | 110 | 510 | 298950-1 is color "Desert"<BR> 298950-2 is color RAL 6014<BR> 298950-3 is color RAL 6031<BR> 298950-4 is color RAL 9010<BR> | 84159000 | DK
298950-1 | Hose lock fixed part |  | 5999-22-616-3992 |  | 1 | 599.75 | 80.25 | 69.00 | 10 | 539.75 | 72.25 | 62.00 |  |  |  |  | 580 | 385 | 110 | 510 | 298950-1 is color "Desert"<BR> 298950-2 is color RAL 6014<BR> 298950-3 is color RAL 6031<BR> 298950-4 is color RAL 9010<BR> | 84159000 | DK
052723 | Plug, 3-pole, panel mounting | 098784 |  |  | MSRP price PCS: 1; MSRP price DKK: 249.50; MSRP price EUR: 33.50; MSRP price GBP: 28.75 | 30 | 40 | 40 | 20 |  | 85369010 | DK
093907-3 | Sideplate evaporator | 092653 |  |  | 1 | 1357.75 | 181.80 | 155.90 | 10 | 1222.00 | 163.50 | 140.25 |  |  |  |  | 1000 | 770 | 30 | 3333 |  | 84158100
075813-1 | Timer On-delay | 295155 |  |  | 1 | 1193.00 | 160.00 | 137.00 | 10 | 1073.75 | 144.00 | 123.25 |  |  |  |  | 195 | 110 | 95 | 110 |  | 84159000
098641 | Washer M8, A2 |  | 5310-22-632-4145 |  | 1 | 408.25 | 54.70 | 47.00 | 10 | 367.50 | 49.25 | 42.25 |  |  |  |  | 190 | 100 | 70 | 3333 | 1 pcs contains 100 pcs | 84158100
040213-3 | Front cover panel |  |  |  | 1 | 2373.00 | 317.70 | 272.50 | 10 | 2135.75 | 286.00 | 245.25 |  |  |  |  | 990 | 760 | 125 | 4850 | FS 33446 - 040213-1 <br>RAL 1001 - 040213-2 <br>RAL 1014 - 040213-3 <br>RAL 2000 - 040213-4 <br>RAL 6014 - 040213-5 <br>RAL 6031 - 040213-6 | 84159000 | DK
076185 | Protections cap for Power plug |  | 6110-22-624-7492 |  | 1 | 651.00 | 87.00 | 74.00 | 10 | 586.00 | 78.25 | 66.50 |  |  |  |  | 0 | 0 | 0 | 3333 |  | 84159000
066282-1 | Bracket, fan |  |  |  | 1 | 672.00 | 90.00 | 77.00 | 10 | 604.75 | 81.00 | 69.25 |  |  |  |  | 190 | 100 | 70 | 167 |  | 84159000
086414-6 | Pressure sensitive switch, for HP pipe + dryfiltere | 032296 |  |  | 1 | 529.50 | 71.00 | 60.75 | 10 | 476.50 | 64.00 | 54.75 |  |  |  |  | 195 | 110 | 95 | 80 |  | 84158100
094173 | Frontplate with folio for controller |  | 4130-22-629-7081 |  | 1 | 2775.75 | 371.75 | 318.75 | 10 | 2498.25 | 334.50 | 287.00 |  |  |  |  | 500 | 400 | 300 | 2000 |  | 84158100
064278-7 | Condenser side plate |  |  |  | 1 | 1497.25 | 200.50 | 172.00 | 10 | 1347.50 | 180.50 | 154.75 |  |  |  |  | 1100 | 700 | 300 | 2810 | 064278-6 is color "Desert"<BR> 064278-7 is color RAL 6003<BR> 064278-8 is color RAL 6006<BR> 064278-9 is color RAL 6014<BR> 064278-10 is color RAL 6031<BR> 064278-11 is color RAL 9010 | 84159000 | DK
081553 | Tubes from sight glass to thermo valve |  | 4710-22-611-4028 |  | 1 | 399.75 | 53.50 | 46.00 | 10 | 359.75 | 48.25 | 41.50 |  |  |  |  | 246 | 153 | 85 | 100 |  | 84159000
051616-1 | Hinge for electrical front, 2 pcs | 095302 |  |  | 1 | 618.00 | 82.75 | 71.00 | 10 | 556.25 | 74.50 | 64.00 |  |  |  |  | 130 | 220 | 50 | 3333 |  | 84159000
036634 | Motor VAM 15/40 MK II US |  |  |  | 1 | 3593.50 | 481.00 | 412.50 | 10 | 3234.25 | 433.00 | 371.25 |  |  |  |  | 0 | 0 | 0 | 3333 |  | 73229000
043113-1 | Fan foot, evaporator, 2 pcs. |  |  |  | 1 | 779.00 | 104.50 | 89.50 | 10 | 701.00 | 94.00 | 80.50 |  |  |  |  | 500 | 200 | 100 | 1200 | FS 33446 - 043113-1 <br>RAL 1001 - 043113-2 <br>RAL 1014 - 043113-3 <br>RAL 2000 - 043113-4 <br>RAL 6014 - 043113-5 <br>RAL 6031 - 043113-6 | 84159000
081680 | Control lamp and gasket, red, 10 psc. |  | 6210-22-610-9805 |  | 1 | 827.25 | 110.75 | 95.00 | 10 | 744.50 | 99.75 | 85.50 |  |  |  |  | 150 | 105 | 70 | 70 |  | 84159000
093899-2 | Bracket for evaporator fan (evaporator) |  |  |  | 1 | 1621.50 | 217.20 | 186.20 | 10 | 1459.25 | 195.50 | 167.50 |  |  |  |  | 410 | 640 | 270 | 3333 |  | 84158100
095301 | Cable gland, PG16, black |  | 5975-22-632-4059 |  | 1 | 515.00 | 69.00 | 59.20 | 10 | 463.50 | 62.00 | 53.25 |  |  |  |  | 130 | 220 | 50 | 3333 | 1 pcs contains 10 pcs | 73229000
081604 | Annular 4 pcs. |  | 5310-12-159-5757 |  | 1 | 116.50 | 15.50 | 13.50 | 10 | 104.75 | 14.00 | 12.25 |  |  |  |  | 190 | 100 | 70 | 3333 |  | 84159000
086192-6 | Cover plate for electrical box |  |  |  | 1 | 848.50 | 113.50 | 97.50 | 10 | 763.75 | 102.25 | 87.75 |  |  |  |  | 270 | 230 | 100 | 3333 | FS 33446 - 086192-1 <br>RAL 1001 - 086192-2 <br>RAL 1014 - 086192-3 <br>RAL 2000 - 086192-4 <br>RAL 6014 - 086192-5 <br>RAL 6031 - 086192-6 | 84158100
068651 | Heating element |  | 4520-22-623-3204 |  | 1 | 602.75 | 80.75 | 69.25 | 10 | 542.50 | 72.75 | 62.25 |  |  |  |  | 680 | 260 | 165 | 600 | We recommend replacing all heaters at the same time | 84159000 | DK
098443-2 | Top cover |  |  |  | MSRP price PCS: 1; MSRP price DKK: 2608.00; MSRP price EUR: 349.50; MSRP price GBP: 299.50 | 840 | 610 | 380 | 8000 | 098443-1 for MKII <BR> 098443-2 for MKIII | 84159000 | DK
098611 | Cobberpipe for sensor |  |  |  | 1 | 473.75 | 63.50 | 54.50 | 10 | 426.50 | 57.25 | 49.00 |  |  |  |  | 220 | 160 | 90 | 3333 |  | 84158100
075823 | Contactor | 295172 | 5930-22-618-4104 |  | 1 | 174.25 | 23.25 | 20.00 | 10 | 156.75 | 21.00 | 18.00 |  |  |  |  | 225 | 135 | 30 | 20 | 5A/250VAC 2NO+NC | 84159000
098459-1 | Lid for glycol container and safety plate |  |  |  | MSRP price PCS: 1; MSRP price DKK: 625.75; MSRP price EUR: 83.75; MSRP price GBP: 71.75 | 230 | 170 | 100 | 1500 |  | 84159000 | DK
046427-3 | Part 2 for hose connection | 044090 |  |  | 1 | 627.00 | 84.00 | 72.00 | 10 | 564.25 | 75.50 | 64.75 |  |  |  |  | 580 | 385 | 110 | 710 | 046427-1 is color FS 33446<BR> 046427-2 is color RAL 1001<BR> 046427-3 is color RAL 1014<BR> 046427-4 is color RAL 2000<BR> 046427-5 is color RAL 6014<BR> 046427-6 is color RAL 6031<BR> | 84159000
298957-2 | Condenser front grill |  |  |  | 1 | 3030.25 | 405.75 | 348.00 | 10 | 2727.25 | 365.25 | 313.25 |  |  |  |  | 725 | 650 | 45 | 1000 | 298957-1 is color "Desert"<BR> 298957-2 is color FS 34094<BR> 298957-3 is color RAL 6014<BR> 298957-4 is color RAL 6031<BR> 298957-5 is color RAL 9010<BR> | 84159000 | DK
293772-1 | Guard above generator compartment, complete, VAM 40 | 213070 |  |  | 1 | 1249.75 | 167.25 | 143.50 | 10 | 1124.75 | 150.50 | 129.25 |  |  |  |  | 640 | 680 | 330 | 5620 |  | 73229000 | DK
066558-4 | Hatch for controller AC-M18 w. manual |  |  |  | 1 | 1515.75 | 203.00 | 174.00 | 10 | 1364.25 | 182.75 | 156.50 |  |  |  |  | 580 | 385 | 11 | 1290 | 066558-1 is color "Desert" for units with control 086175<BR> 066558-2 is color "Desert" for units with control 040125<BR> 066558-3 is color "Desert" for units with control 046350<BR> 066558-4 is color RAL 6014 for units with control 040124<BR> 066558-5 is color RAL 6030 for units with control 086175<BR> | 84159000
064263 | Protection frame |  | 4130-22-620-1718 |  | 1 | 3347.25 | 448.00 | 384.25 | 10 | 3012.50 | 403.25 | 345.75 |  |  |  |  | 1300 | 700 | 400 | 11000 |  | 84159000 | DK
081606-8 | End cap 2 pcs. | 078560 | 5340-22-611-1573 |  | 1 | 595.25 | 79.75 | 68.25 | 10 | 535.75 | 71.75 | 61.50 |  |  |  |  | 225 | 135 | 30 | 80 | FS 33446 - 081606-1 <br>RAL 1001 - 081606-2 <br>RAL 1014 - 081606-3 <br>RAL 1016 - 081606-4 <br>RAL 1021 - 081606-5 <br>RAL 2000 - 081606-6 <br>RAL 2004 - 081606-7 <br>RAL 3000 - 081606-8 <br>RAL 5010 - 081606-9 <br>RAL 6014 - 081606-10 <br>RAL 6031 - 081606-11 <br>RAL 7024 - 081606-12 <br>RAL 9010 - 081606-13 <br>RAL 9016 - 081606-14 | 84159000
054094 | Complete compressor CDT 90 MK III |  |  |  | MSRP price PCS: 1; MSRP price DKK: 4018.00; MSRP price EUR: 538.00; MSRP price GBP: 461.50 | 250 | 200 | 330 | 3333 |  | 84159000 | DK
064631-2 | Rubber grommet TET-C 5-7 | 523972 |  |  | 1 | 386.50 | 51.75 | 44.50 | 10 | 347.75 | 46.50 | 40.00 |  |  |  |  | 130 | 130 | 20 | 3333 | 1 pcs contains 10 pcs | 84159000 | DK
081580-1 | Condenser coil | 600025 |  |  | 1 | 3511.50 | 470.25 | 403.25 | 10 | 3160.25 | 423.25 | 363.00 |  |  |  |  | 780 | 595 | 280 | 14870 |  | 84159000
293748 | Wheel and axle, complete, 2 pcs. |  | 2530-22-605-1330 |  | 1 | 1343.00 | 179.75 | 154.25 | 10 | 1208.75 | 161.75 | 138.75 |  |  |  |  | 379 | 284 | 347 | 2000 |  | 84159000 | DK
068800 | Yellow indicator lamp |  | 6240-22-623-3351 |  | 1 | 591.00 | 79.25 | 68.00 | 10 | 532.00 | 71.25 | 61.25 |  |  |  |  | 220 | 130 | 50 | 100 |  | 84159000 | DK
098575 | Rubber ring for earthpike |  |  |  | 1 | 671.00 | 90.00 | 77.00 | 10 | 604.00 | 81.00 | 69.25 |  |  |  |  | 220 | 320 | 100 | 3333 | 1 pcs contains 100 pcs | 84158100
093895-2 | Handle for electrical box and filterframe |  |  |  | 1 | 620.00 | 83.00 | 71.20 | 10 | 558.00 | 74.75 | 64.00 |  |  |  |  | 130 | 220 | 50 | 3333 | 1 pcs contains 5 pcs | 84158100
076183-2 | Controller w. heat and w. softstarter |  |  |  | 1 | 42541.00 | 5695.00 | 4884.00 | 10 | 38287.00 | 5125.50 | 4395.50 |  |  |  |  | 0 | 0 | 0 | 3333 | 076183-1 - English txt <br> 076183-2 - Spanish txt | 84159000
076172-6 | Fitting for copper tube |  |  |  | 1 | 592.25 | 79.25 | 68.00 | 10 | 533.00 | 71.25 | 61.25 |  |  |  |  | 150 | 100 | 100 | 3333 | FS 33446 - 076172-1 <br>RAL 1001 - 076172-2 <br>RAL 1014 - 076172-3 <br>RAL 2000 - 076172-4 <br>RAL 6014 - 076172-5 <br>RAL 6031 - 076172-6 | 84159000
068557-2 | Condenser front grill |  |  |  | 1 | 1025.25 | 137.25 | 117.75 | 10 | 922.75 | 123.50 | 106.00 |  |  |  |  | 3000 | 200 | 100 | 1300 | 068557-1 is color FS 33446<BR> 068557-2 is color RAL 6014<BR> | 84159000 | DK
482414 | Hose connections, 5m, brass couplings | 332805 |  |  | MSRP price PCS: 1; MSRP price DKK: 2812.50; MSRP price EUR: 376.50; MSRP price GBP: 323.00; Volume MSRP price PCS: 10; Volume MSRP price DKK: 338.75; Volume MSRP price GBP: 290.75 | 0 | 0 | 0 | 7500 |  | 39173900 | UK
065635 | Power supply cable w/plugs, 5.5 m |  | 6150-22-621-7775 |  | 1 | 7574.00 | 1014.00 | 869.00 | 10 | 6816.50 | 912.50 | 782.00 |  |  |  |  | 750 | 750 | 400 | 16200 |  | 84159000
035242-3 | Cover for air intake, ø225 |  |  |  | 1 | 876.50 | 117.50 | 100.70 | 10 | 788.75 | 105.75 | 90.75 |  |  |  |  | 670 | 400 | 10 | 3333 | FS 33446 - 035242-1 <br>RAL 1001 - 035242-2 <br>RAL 1014 - 035242-3 <br>RAL 6014 - 035242-4 <br>RAL 9010 - 035242-5 | 84159000 | DK
066560-4 | Side plade, evaporator |  |  |  | 1 | 1252.00 | 167.75 | 143.75 | 10 | 1126.75 | 151.00 | 129.50 |  |  |  |  | 0 | 0 | 0 | 3012 | 066560-1 is color "Desert"<BR> 066560-2 is color RAL 6014<BR> 066560-3 is color RAL 6031<BR> 066560-4 is color RAL 9010<BR> | 84159000
094057-2 | Alarm lamp, red |  |  |  | 1 | 584.00 | 78.20 | 67.00 | 10 | 525.50 | 70.50 | 60.25 |  |  |  |  | 110 | 90 | 60 | 3333 |  | 84159000
081606-11 | End cap 2 pcs. | 078560 | 5340-22-611-1573 |  | 1 | 595.25 | 79.75 | 68.25 | 10 | 535.75 | 71.75 | 61.50 |  |  |  |  | 225 | 135 | 30 | 80 | FS 33446 - 081606-1 <br>RAL 1001 - 081606-2 <br>RAL 1014 - 081606-3 <br>RAL 1016 - 081606-4 <br>RAL 1021 - 081606-5 <br>RAL 2000 - 081606-6 <br>RAL 2004 - 081606-7 <br>RAL 3000 - 081606-8 <br>RAL 5010 - 081606-9 <br>RAL 6014 - 081606-10 <br>RAL 6031 - 081606-11 <br>RAL 7024 - 081606-12 <br>RAL 9010 - 081606-13 <br>RAL 9016 - 081606-14 | 84159000
035242-4 | Cover for air intake, ø225 |  |  |  | 1 | 876.50 | 117.50 | 100.70 | 10 | 788.75 | 105.75 | 90.75 |  |  |  |  | 670 | 400 | 10 | 3333 | FS 33446 - 035242-1 <br>RAL 1001 - 035242-2 <br>RAL 1014 - 035242-3 <br>RAL 6014 - 035242-4 <br>RAL 9010 - 035242-5 | 84159000 | DK
796380-1 | Front gable, insulated, AC-M7 MKII |  |  |  | 1 | 959.50 | 128.50 | 110.25 | 10 | 863.50 | 115.75 | 99.25 |  |  |  |  | 760 | 980 | 120 | 5000 | RAL 1001 - 796380-1 RAL 1014 - 796380-2 RAL 6014 - 796380-3 | 84159000
298952-2 | Hose lock moving part 1 |  |  |  | 1 | 688.75 | 92.25 | 79.00 | 10 | 620.00 | 83.00 | 71.00 |  |  |  |  | 580 | 385 | 110 | 880 | 298952-1 is color RAL 6031<BR> 298952-2 is color RAL 9010<BR> 298952-3 is color "Desert"<BR> 298952-4 is color RAL 6014<BR> | 84159000 | DK
298935 | Components for drip tray |  | 4130-22-616-4134 |  | 1 | 483.25 | 64.75 | 55.50 | 10 | 435.00 | 58.25 | 50.00 |  |  |  |  | 150 | 105 | 70 | 120 |  | 84159000 | DK
064284-2 | Condenser end plate, complete |  |  |  | 1 | 1267.75 | 169.75 | 145.75 | 10 | 1141.00 | 152.75 | 131.25 |  |  |  |  | 850 | 690 | 410 | 2700 | 064284-1 is color "Desert"<BR> 064284-2 is color RAL 6014<BR> 064284-3 is color RAL 6031<BR> 064284-4 is color RAL 9010<BR> | 84159000 | DK
061702 | Filter cover, left |  |  |  | MSRP price PCS: 1; MSRP price DKK: 58.50; MSRP price EUR: 8.00; MSRP price GBP: 6.75 | 200 | 200 | 200 | 3333 |  | 70199000 | DK
064265-4 | Inspection plate, panel filter |  |  |  | 1 | 1337.00 | 179.00 | 153.50 | 10 | 1203.25 | 161.00 | 138.25 |  |  |  |  | 680 | 260 | 165 | 650 | 064265-1 is color "Desert"<BR> 064265-2 is color RAL 6014<BR> 064265-3 is color RAL 6031<BR> 064265-4 is color RAL 9010<BR> | 84159000 | DK
051627 | Seal 290ml | 071138 |  |  | 1 | 447.50 | 60.00 | 51.50 | 10 | 402.75 | 54.00 | 46.25 |  |  |  |  | 220 | 160 | 90 | 3333 |  | 84159000
018653 | Plug, 8-pole |  |  |  | 1 | 191.50 | 25.75 | 22.00 | 10 | 172.25 | 23.25 | 19.75 |  |  |  |  | 70 | 20 | 20 | 10 |  | 85369010
081586-3 | Fan bridge for compressor |  | 4120-22-611-1279 |  | 1 | 582.50 | 78.00 | 67.00 | 10 | 524.25 | 70.25 | 60.25 |  |  |  |  | 710 | 343 | 35 | 3333 | FS 33446 - 081586-1 <br>RAL 1001 - 081586-2 <br>RAL 1014 - 081586-3 <br>RAL 2000 - 081586-4 <br>RAL 6014 - 081586-5 <br>RAL 6031 - 081586-6 | 84159000
091288-2 | Sensor, temperatur |  |  |  | 1 | 590.17 | 79.00 | 67.75 | 10 | 531.25 | 71.00 | 61.00 |  |  |  |  | 110 | 90 | 60 | 43 |  | 84159000
295150 | Air spigot, female, RAL 6014 |  |  |  | 1 | 979.75 | 131.25 | 112.50 | 10 | 881.75 | 118.25 | 101.25 |  |  |  |  | 500 | 200 | 200 | 2500 |  | 84159000 | DK
046427-6 | Part 2 for hose connection | 044090 |  |  | 1 | 627.00 | 84.00 | 72.00 | 10 | 564.25 | 75.50 | 64.75 |  |  |  |  | 580 | 385 | 110 | 710 | 046427-1 is color FS 33446<BR> 046427-2 is color RAL 1001<BR> 046427-3 is color RAL 1014<BR> 046427-4 is color RAL 2000<BR> 046427-5 is color RAL 6014<BR> 046427-6 is color RAL 6031<BR> | 84159000
093562-2 | Condenser coil |  |  |  | 1 | 4751.25 | 636.50 | 546.00 | 10 | 4276.25 | 572.75 | 491.50 |  |  |  |  | 1220 | 760 | 260 | 3333 |  | 84158100
098595 | Screw M6-25 A4 |  |  |  | 1 | 559.00 | 75.00 | 64.20 | 10 | 503.00 | 67.50 | 57.75 |  |  |  |  | 150 | 100 | 50 | 3333 | 1 pcs contains 100 pcs | 84159000
081582-1 | Fan, condenser |  |  |  | 1 | 4749.25 | 635.75 | 545.25 | 10 | 4274.25 | 572.25 | 490.75 |  |  |  |  | 710 | 515 | 515 | 21600 |  | 84159000
053090 | Cover for compressor |  |  |  | MSRP price PCS: 1; MSRP price DKK: 23.75; MSRP price EUR: 3.20; MSRP price GBP: 2.75 | 60 | 60 | 40 | 35 |  | 84149000
066559-2 | End plate, controller side |  |  |  | 1 | 2385.25 | 319.25 | 274.00 | 10 | 2146.75 | 287.25 | 246.50 |  |  |  |  | 850 | 690 | 410 | 2020 | 066559-1 is color "Desert"<BR> 066559-2 is color RAL 6014<BR> 066559-3 is color RAL 6031<BR> 066559-4 is color RAL 9010<BR> | 84159000
065634 | Cable harness |  | 6450-22-621-7774 |  | 1 | 3970.00 | 531.00 | 455.00 | 10 | 3573.00 | 478.00 | 409.50 |  |  |  |  | 220 | 320 | 100 | 1020 |  | 84159000
098912 | Lock nut, M8, A4 |  | 5310-22-632-4408 |  | 1 | 516.00 | 69.10 | 59.25 | 10 | 464.50 | 62.25 | 53.25 |  |  |  |  | 110 | 90 | 60 | 500 | 1 pcs contains 100 pcs | 84159000
095513 | Motor circuit breaker Ir |  | 5925-22-632-4244 |  | 1 | 792.00 | 106.00 | 91.00 | 10 | 712.75 | 95.50 | 82.00 |  |  |  |  | 190 | 100 | 70 | 3333 |  | 84159000
068613-5 | Hose lock fixed part |  |  |  | 1 | 802.50 | 107.50 | 82.25 | 10 | 722.25 | 96.75 | 83.00 |  |  |  |  | 400 | 200 | 50 | 500 | 068613-1 is color FS 33446<BR> 068613-2 is color RAL 1001<BR> 068613-3 is color RAL 1014<BR> 068613-4 is color RAL 2000<BR> 068613-5 is color RAL 6014<BR> 068613-6 is color RAL 6031<BR> | 84159000 | DK
481866 | Sensor, float switch with 1.5m cable | 098792 |  |  | MSRP price PCS: 1; MSRP price DKK: 640.00; MSRP price EUR: 85.75; MSRP price GBP: 73.50 | 10 | 10 | 10 | 50 |  | 84159000 | DK
098436-1 | Top plate for electrical box |  |  |  | MSRP price PCS: 1; MSRP price DKK: 722.75; MSRP price EUR: 96.75; MSRP price GBP: 83.00 | 720 | 260 | 65 | 5000 | MKII only | 84159000 | DK
094071-2 | Hose for ventilation, ø315 x 3000, insulated SUPPLY AIR | 092122 |  |  | 1 | 3185.00 | 426.40 | 365.70 | 10 | 2866.50 | 383.75 | 329.25 |  |  |  |  | 480 | 480 | 480 | 3333 |  | 84159000
053238 | Cover for compressor |  |  |  | MSRP price PCS: 1; MSRP price DKK: 10.00; MSRP price EUR: 1.30; MSRP price GBP: 1.10 | 60 | 600 | 40 | 23 |  | 84149000 | CN
298976-2 | Low pressure switch, dry filter | 032297 |  |  | 1 | 465.25 | 62.50 | 53.50 | 10 | 418.75 | 56.25 | 48.25 |  |  |  |  | 195 | 110 | 95 | 400 | 298976-1 is for AC-M16<BR> 298976-2 is for AC-M18<BR> 298976-3 is for CDP<BR> 298976-4 is for non Dantherm brand<BR> 298976-5 is for AC-M7 MKII<BR> 298976-6 is for AC24<BR> | 84159000 | DK
068762 | Control w/o heat, w/o softstarter |  | 4130-22-623-3222 |  | 1 | 923.50 | 123.50 | 106.00 | 10 | 831.25 | 111.25 | 95.50 |  |  |  |  | 670 | 470 | 460 | 6800 |  | 84159000 | DK
108099 | Wire for splitter, 4 pcs. + fastners |  |  |  | 1 | 732.50 | 98.00 | 84.00 | 10 | 659.25 | 88.25 | 75.50 |  |  |  |  | 130 | 220 | 100 | 750 |  | 84159000 | DK
081582-2 | Fan, condenser |  |  |  | 1 | 4749.25 | 635.75 | 545.25 | 10 | 4274.25 | 572.25 | 490.75 |  |  |  |  | 710 | 515 | 515 | 21600 |  | 84159000
064267-2 | End plate, intake |  |  |  | 1 | 2915.25 | 390.25 | 334.75 | 10 | 2623.75 | 351.25 | 301.25 |  |  |  |  | 850 | 690 | 410 | 3730 | 064267-1 is color "Desert"<BR> 064267-2 is color RAL 6014<BR> 064267-3 is color RAL 6031<BR> 064267-4 is color RAL 9010<BR> | 84159000 | DK
094059-2 | Emergency stop complete |  |  |  | 1 | 751.50 | 100.60 | 86.30 | 10 | 676.25 | 90.50 | 77.75 |  |  |  |  | 190 | 100 | 70 | 3333 |  | 84159000
043113-5 | Fan foot, evaporator, 2 pcs. |  |  |  | 1 | 779.00 | 104.50 | 89.50 | 10 | 701.00 | 94.00 | 80.50 |  |  |  |  | 500 | 200 | 100 | 1200 | FS 33446 - 043113-1 <br>RAL 1001 - 043113-2 <br>RAL 1014 - 043113-3 <br>RAL 2000 - 043113-4 <br>RAL 6014 - 043113-5 <br>RAL 6031 - 043113-6 | 84159000
059897-2 | End panel |  |  |  | 1 | 2396.50 | 320.75 | 275.25 | 10 | 2156.75 | 288.75 | 247.75 |  |  |  |  | 1000 | 800 | 130 | 5120 | FS 33446 - 059897-1 <br>RAL 1001 - 059897-2 <br>RAL 1014 - 059897-3 <br>RAL 2000 - 059897-4 <br>RAL 6014 - 059897-5 <br>RAL 6031 - 059897-6 | 84159000
298952-4 | Hose lock moving part 1 |  |  |  | 1 | 688.75 | 92.25 | 79.00 | 10 | 620.00 | 83.00 | 71.00 |  |  |  |  | 580 | 385 | 110 | 880 | 298952-1 is color RAL 6031<BR> 298952-2 is color RAL 9010<BR> 298952-3 is color "Desert"<BR> 298952-4 is color RAL 6014<BR> | 84159000 | DK
298952-1 | Hose lock moving part 1 |  |  |  | 1 | 688.75 | 92.25 | 79.00 | 10 | 620.00 | 83.00 | 71.00 |  |  |  |  | 580 | 385 | 110 | 880 | 298952-1 is color RAL 6031<BR> 298952-2 is color RAL 9010<BR> 298952-3 is color "Desert"<BR> 298952-4 is color RAL 6014<BR> | 84159000 | DK
064267-4 | End plate, intake |  |  |  | 1 | 2915.25 | 390.25 | 334.75 | 10 | 2623.75 | 351.25 | 301.25 |  |  |  |  | 850 | 690 | 410 | 3730 | 064267-1 is color "Desert"<BR> 064267-2 is color RAL 6014<BR> 064267-3 is color RAL 6031<BR> 064267-4 is color RAL 9010<BR> | 84159000 | DK
098598 | Washer 6,4 |  |  |  | 1 | 520.00 | 69.60 | 59.70 | 10 | 468.00 | 62.75 | 53.75 |  |  |  |  | 150 | 100 | 50 | 3333 | 1 pcs contains 1000 pcs | 84159000
099392 | cable gland M32x1,5 cpl. |  | 5975-22-632-5493 |  | 1 | 440.75 | 59.00 | 50.60 | 10 | 396.75 | 53.00 | 45.50 |  |  |  |  | 190 | 100 | 70 | 1000 |  | 84159000
091287-3 | Control board ERC 211 | 090787 |  |  | 1 | 1754.00 | 234.75 | 201.50 | 10 | 1578.50 | 211.25 | 181.25 |  |  |  |  | 190 | 100 | 70 | 150 |  | 84159000
035239-3 | Cover for air discharge, ø225 |  |  |  | 1 | 627.50 | 84.00 | 72.10 | 10 | 564.75 | 75.50 | 65.00 |  |  |  |  | 670 | 400 | 5 | 1750 | FS 33446 - 035239-1 <br>RAL 1001 - 035239-2 <br>RAL 1014 - 035239-3 <br>RAL 6014 - 035239-4 | 84159000 | DK
068601-2 | Top plate for condenser section |  |  |  | 1 | 2307.75 | 304.00 | 265.00 | 10 | 2077.00 | 273.50 | 238.50 |  |  |  |  | 1050 | 710 | 80 | 13500 | 068601-1 is color FS 33446<BR> 068601-2 is color RAL 6014<BR> | 84159000 | DK
601034 | Combi coil, right, DanX 9/18 5RR |  |  |  | MSRP price PCS: 1; MSRP price DKK: 14074.00; MSRP price EUR: 1884.00; MSRP price GBP: 1616.00 | 1200 | 250 | 450 | 60000 | <p>All DanX units are bespoke.<br /> To ensure 100% compatibility, please send unit serial or project number from&nbsp; type label to&nbsp;<a href="mailto:danx@dantherm.com">danx@dantherm.com</a>&nbsp;with your compatabillity request.&nbsp;</p> | 84159000
051603-3 | Divider plate | 091839 |  |  | 1 | 1298.50 | 174.00 | 149.25 | 10 | 1168.75 | 156.50 | 134.25 |  |  |  |  | 13000 | 25000 | 20 | 3333 |  | 84159000 | DK
086847 | Hour counter 24VAC 60Hz |  | 6645-22-621-7556 |  | 1 | 1378.00 | 184.00 | 158.00 | 10 | 1240.25 | 165.50 | 142.25 |  |  |  |  | 0 | 0 | 0 | 200 |  | 84159000
054093 | Complete compressor CDT 60 MK III |  |  |  | MSRP price PCS: 1; MSRP price DKK: 3589.00; MSRP price EUR: 480.50; MSRP price GBP: 412.00 | 320 | 320 | 330 | 3333 |  | 84159000 | DK
098633 | Screw for tubeholder |  | 5305-22-632-4301 |  | 1 | 446.00 | 59.75 | 51.25 | 10 | 401.50 | 53.75 | 46.25 |  |  |  |  | 190 | 100 | 70 | 3333 | 1 pcs contains 100 pcs | 84158100
095341 | End plate for Terminal block |  | 7125-22-632-4288 |  | 1 | 291.00 | 39.00 | 33.50 | 10 | 262.00 | 35.00 | 30.25 |  |  |  |  | 190 | 100 | 70 | 3333 | 1 pcs contains 10 pcs | 84158100
081623-6 | Side cover plate, right, insulation |  |  |  | 1 | 894.25 | 119.75 | 102.75 | 10 | 804.75 | 107.75 | 92.50 |  |  |  |  | 1000 | 650 | 50 | 4240 | FS 33446 - 081623-1 <br>RAL 1001 - 081623-2 <br>RAL 1014 - 081623-3 <br>RAL 2000 - 081623-4 <br>RAL 6014 - 081623-5 <br>RAL 6031 - 081623-6 | 84159000
068631 | Thermostatic valve |  | 4820-22-623-3198 |  | 1 | 997.50 | 133.50 | 114.50 | 10 | 897.75 | 120.25 | 103.00 |  |  |  |  | 230 | 235 | 120 | 650 |  | 84159000 | DK
481603 | Fitting for copper tubes, plug-in nipple, 1/2" male | 098501 |  |  | MSRP price PCS: 1; MSRP price DKK: 223.25; MSRP price EUR: 30.00; MSRP price GBP: 25.75 | 10 | 5 | 10 | 200 |  | 74122000
481148 | Switch, toggle switch, 250 V AC, 16 A, matt black | 098462 |  |  | MSRP price PCS: 1; MSRP price DKK: 47.50; MSRP price EUR: 6.50; MSRP price GBP: 5.45 | 110 | 90 | 60 | 150 |  | 85362010
093820-2 | Bracket for drier filter |  |  |  | 1 | 411.25 | 55.10 | 47.20 | 10 | 370.25 | 49.50 | 42.50 |  |  |  |  | 130 | 220 | 50 | 3333 |  | 84158100
075341 | Power supply cable |  | 6150-22-626-3958 |  | 1 | 1222.25 | 163.75 | 140.25 | 10 | 1100.00 | 147.50 | 126.25 |  |  |  |  | 310 | 310 | 140 | 3333 |  | 84159000
068706-1 | Sideplate (std) |  |  |  | 1 | 1622.25 | 217.25 | 186.25 | 10 | 1460.00 | 195.50 | 167.75 |  |  |  |  | 1100 | 620 | 150 | 2700 | 068706-1 is color FS 33446 <BR> 068706-2 is color RAL 6014<BR> | 84159000 | DK
295050 | Power cord with plug, 25m |  | 6150-22-121-2627 |  | 1 | 1288.25 | 172.50 | 148.00 | 10 | 1159.50 | 155.25 | 133.25 |  |  |  |  | 405 | 320 | 140 | 3670 |  | 84158200
032855-1 | Control panel, control box |  |  |  | 1 | 186.50 | 25.00 | 21.40 | 10 | 167.75 | 22.50 | 19.25 |  |  |  |  | 310 | 220 | 200 | 503 | RAL 6014 | 84159000 | DK
480660 | Spacer, bushing ø11 x 42mm (480616,481594) | 098448,094237,522852,480616,094238,481594,093793,522853 |  |  | MSRP price PCS: 1; MSRP price DKK: 1.30; MSRP price EUR: 0.17; MSRP price GBP: 0.15 | 100 | 100 | 70 | 9 |  | 39269097
098910 | Hex cap screw |  | 5305-22-632-4302 |  | 1 | 508.00 | 68.00 | 58.50 | 10 | 457.25 | 61.25 | 52.75 |  |  |  |  | 190 | 100 | 70 | 500 | M6x16, A4 <b>1 pcs contains 100 pcs | 84159000
055632-3 | Pipe bracket, steering | 069858 |  |  | 1 | 646.50 | 86.50 | 74.25 | 10 | 581.75 | 77.75 | 66.75 |  |  |  |  | 870 | 730 | 120 | 1330 | 055632-1 is color RAL 1021 <BR> 055632-2 is color RAL 2000<BR> 055632-3 is color RAL 6014<BR> 055632-4 is color RAL 6031<BR> | 73229000
081587-3 | Bottumplate |  |  |  | 1 | 994.50 | 133.25 | 114.25 | 10 | 895.00 | 120.00 | 102.75 |  |  |  |  | 800 | 760 | 40 | 3333 | FS 33446 - 081587-1 <br>RAL 1001 - 081587-2 <br>RAL 1014 - 081587-3 <br>RAL 2000 - 081587-4 <br>RAL 6014 - 081587-5 <br>RAL 6031- 081587-6 | 84159000
298957-1 | Condenser front grill |  |  |  | 1 | 3030.25 | 405.75 | 348.00 | 10 | 2727.25 | 365.25 | 313.25 |  |  |  |  | 725 | 650 | 45 | 1000 | 298957-1 is color "Desert"<BR> 298957-2 is color FS 34094<BR> 298957-3 is color RAL 6014<BR> 298957-4 is color RAL 6031<BR> 298957-5 is color RAL 9010<BR> | 84159000 | DK
055741-6 | Filter frame |  |  |  | 1 | 1001.00 | 134.00 | 115.00 | 10 | 901.00 | 120.50 | 103.50 |  |  |  |  | 650 | 435 | 25 | 3333 | FS 33446 - 055741-1 <br>RAL 1001 - 055741-2 <br>RAL 1014 - 055741-3 <br>RAL 2000 - 055741-4 <br>RAL 6014 - 055741-5 <br>RAL 6031 - 055741-6 | 84159000
075338 | Rotary switch K & N Cg8-dkc178 E Heat / off / vent / aut |  | 5930-22-623-7273 |  | 1 | 1366.25 | 183.00 | 156.75 | 10 | 1229.75 | 164.75 | 141.00 |  |  |  |  | 195 | 11 | 95 | 110 |  | 84159000
081697 | Nut M6, brass, 10 stk. |  |  |  | 1 | 379.75 | 50.75 | 43.50 | 10 | 341.75 | 45.75 | 39.25 |  |  |  |  | 130 | 220 | 20 | 3333 |  | 84159000
527660 | Counter nut, PG16 |  |  |  | 1 | 10.00 | 1.25 | 1.25 | 10 | 9.00 | 1.25 | 1.25 |  |  |  |  | 200 | 200 | 200 | 50 |  | 84159000
093558-2 | Endplate condenser (service cover) | 093553,092545 |  |  | 1 | 959.50 | 128.50 | 110.20 | 10 | 863.50 | 115.75 | 99.25 |  |  |  |  | 0 | 0 | 0 | 3333 |  | 84158100
018656 | Flat cable |  |  |  | 1 | 481.50 | 64.50 | 55.25 | 10 | 433.25 | 58.00 | 49.75 |  |  |  |  | 100 | 100 | 30 | 10
094054-2 | Circuit breaker iC60N C 6A 1P+N |  |  |  | 1 | 781.50 | 104.70 | 89.75 | 10 | 703.25 | 94.25 | 80.75 |  |  |  |  | 220 | 160 | 90 | 3333 |  | 84159000
039167-2 | Air baffle box complete, condenser |  |  |  | 1 | 1530.75 | 204.92 | 175.75 | 10 | 1377.75 | 184.50 | 158.25 |  |  |  |  | 490 | 355 | 65 | 1000 | FS 33446 - 039167-1 <br>RAL 1001 - 039167-2 <br>RAL 1014 - 039167-3 <br>RAL 2000 - 039167-4 <br>RAL 6014 - 039167-5 <br>RAL 6031 - 039167-6 | 73229000 | DK
098823 | Hose connection |  | 5999-22-632-1609 |  | 1 | 840.00 | 112.50 | 96.50 | 10 | 756.00 | 101.25 | 86.75 |  |  |  |  | 350 | 350 | 350 | 1700 |  | 84159000
095351 | Lock washer for insulation | 552047 | 5310-22-632-4413 |  | 1 | 372.50 | 50.00 | 42.75 | 10 | 335.25 | 45.00 | 38.50 |  |  |  |  | 130 | 220 | 50 | 3333 | 1 pcs contains 25 pcs | 84158100
081606-1 | End cap 2 pcs. | 078560 | 5340-22-611-1573 |  | 1 | 595.25 | 79.75 | 68.25 | 10 | 535.75 | 71.75 | 61.50 |  |  |  |  | 225 | 135 | 30 | 80 | FS 33446 - 081606-1 <br>RAL 1001 - 081606-2 <br>RAL 1014 - 081606-3 <br>RAL 1016 - 081606-4 <br>RAL 1021 - 081606-5 <br>RAL 2000 - 081606-6 <br>RAL 2004 - 081606-7 <br>RAL 3000 - 081606-8 <br>RAL 5010 - 081606-9 <br>RAL 6014 - 081606-10 <br>RAL 6031 - 081606-11 <br>RAL 7024 - 081606-12 <br>RAL 9010 - 081606-13 <br>RAL 9016 - 081606-14 | 84159000
068643-2 | Top plate for evaportor section |  |  |  | 1 | 2621.25 | 351.00 | 301.00 | 10 | 2359.25 | 316.00 | 271.00 |  |  |  |  | 1050 | 710 | 80 | 3300 | 068643-1 is color FS 33446<BR> 068643-2 is color RAL 6014<BR> | 84159000 | DK
098640 | Screw, 100 pcs |  | 5305-22-632-4304 |  | 1 | 490.50 | 65.70 | 56.50 | 10 | 441.50 | 59.25 | 50.75 |  |  |  |  | 190 | 100 | 70 | 3333 | 1 pcs contains 100 pcs | 84158100
059837-2 | Suspension support, leg, right | 207890 |  |  | 1 | 658.50 | 88.25 | 75.50 | 10 | 592.75 | 79.50 | 68.00 |  |  |  |  | 170 | 170 | 70 | 330 | 059837-1 is color RAL 1021 <BR> 059837-2 is color RAL 2000<BR> 059837-3 is color RAL 6014<BR> 059837-4 is color RAL 6031<BR> | 84159000
053193 | EU power supply cable, locked | 098511 |  |  | MSRP price PCS: 1; MSRP price DKK: 327.50; MSRP price EUR: 44.00; MSRP price GBP: 37.75 | 150 | 150 | 50 | 309 |  | 85444290
095311-2 | Holder for manual | 092261 |  |  | 1 | 668.50 | 89.50 | 76.75 | 10 | 601.75 | 80.50 | 69.00 |  |  |  |  | 270 | 250 | 20 | 3333 |  | 84158100
072263-1 | Front grille w/filter |  |  |  | MSRP price PCS: 1; MSRP price DKK: 1116.50; MSRP price EUR: 149.50; MSRP price GBP: 128.20 | 780 | 465 | 170 | 1830 |  | 84159000
098584 | Temperature recorder support |  |  |  | 1 | 776.00 | 104.00 | 89.10 | 10 | 698.50 | 93.50 | 80.25 |  |  |  |  | 140 | 110 | 30 | 3333 |  | 84159000
093812-2 | Supply Cable for roomthermostat |  |  |  | 1 | 1111.50 | 149.00 | 128.00 | 10 | 1000.25 | 134.00 | 115.25 |  |  |  |  | 230 | 230 | 110 | 3333 |  | 84158100
075780 | Counter nut, brass 10 stk. | 527570 | 5310-22-608-6146 |  | 1 | 409.75 | 54.75 | 47.00 | 10 | 368.75 | 49.25 | 42.25 |  |  |  |  | 225 | 135 | 30 | 30 |  | 84159000
543620 | Clip for hose, 220-240mm/9mm, stainless |  | 4730-22-121-1783 |  | 1 | 37.50 | 5.00 | 4.25 | 10 | 33.75 | 4.50 | 3.75 |  |  |  |  | 220 | 240 | 200 | 50 |  | 73269098
032856-1 | Inspection cover, control box |  |  |  | 1 | 122.50 | 16.50 | 14.00 | 10 | 110.25 | 14.75 | 12.50 |  |  |  |  | 240 | 200 | 200 | 300 | RAL 6014 | 84159000 | DK
059897-4 | End panel |  |  |  | 1 | 2396.50 | 320.75 | 275.25 | 10 | 2156.75 | 288.75 | 247.75 |  |  |  |  | 1000 | 800 | 130 | 5120 | FS 33446 - 059897-1 <br>RAL 1001 - 059897-2 <br>RAL 1014 - 059897-3 <br>RAL 2000 - 059897-4 <br>RAL 6014 - 059897-5 <br>RAL 6031 - 059897-6 | 84159000
068604-1 | Condenser end plate |  |  |  | 1 | 1299.75 | 174.00 | 149.25 | 10 | 1169.75 | 156.50 | 134.25 |  |  |  |  | 300 | 2000 | 100 | 1900 | 068604-1 is color FS 33446<BR> 068604-2 is color RAL 6014<BR> | 84159000 | DK
298993-3 | Top plate, evaporator section |  |  |  | 1 | 5100.75 | 683.00 | 585.75 | 10 | 4590.75 | 614.75 | 527.25 |  |  |  |  | 1060 | 730 | 110 | 7420 | 298993-1 is color RAL 6014 (ES)<BR> 298993-2 is color "Desert"<BR> 298993-3 is color RAL 6014<BR> 298993-4 is color RAL 9010<BR> 298993-5 is color RAL 6031<BR> | 84159000 | DK
098913 | Blind rivet |  | 5320-22-632-4329 |  | 1 | 534.25 | 71.50 | 61.50 | 10 | 480.75 | 64.25 | 55.25 |  |  |  |  | 190 | 100 | 70 | 800 | D4,0 <b>1 pcs contains 100 pcs | 84159000
032752-4 | Side cover plate, left, insulated | 165261 |  |  | 1 | 1013.25 | 135.70 | 116.50 | 10 | 912.00 | 122.25 | 104.75 |  |  |  |  | 700 | 500 | 500 | 3333 | FS 33446 - 032752-1 <br>RAL 1001 - 032752-2 <br>RAL 1014 - 032752-3 <br>RAL 2000 - 032752-4 <br>RAL 6014 - 032752-5 <br>RAL6031 - 032752-6 | 84159000 | DK
081585-3 | Plate for hose connection |  | 4120-22-611-1268 |  | 1 | 608.25 | 81.50 | 69.75 | 10 | 547.50 | 73.25 | 62.75 |  |  |  |  | 670 | 400 | 50 | 1520 | FS 33446 - 081585-1 <br>RAL 1001 - 081585-2 <br>RAL 1014 - 081585-3 <br>RAL 6014 - 081585-4 <br>RAL 6031 - 081585-5 | 84159000
068798 | Red indicator lamp |  | 6240-22-623-3350 |  | 1 | 586.50 | 78.50 | 67.50 | 10 | 527.75 | 70.75 | 60.75 |  |  |  |  | 220 | 130 | 50 | 100 |  | 84159000 | DK
068582 | Tubes/set complete for condenser |  | 4710-22-623-3284 |  | 1 | 2541.25 | 340.25 | 292.00 | 10 | 2287.25 | 306.25 | 262.75 |  |  |  |  | 1050 | 230 | 100 | 2200 |  | 84159000 | DK
098509-2 | Panel, For fan |  |  |  | MSRP price PCS: 1; MSRP price DKK: 822.00; MSRP price EUR: 110.00; MSRP price GBP: 94.50 | 0 | 0 | 0 | 3333 |  | 84159000 | DK
081686-2 | Transformer 80 VA | 018527 |  |  | 1 | 772.25 | 103.50 | 88.75 | 10 | 695.00 | 93.25 | 80.00 |  |  |  |  | 195 | 110 | 95 | 990 |  | 84159000
098492-1 | Parts for connector box |  |  |  | MSRP price PCS: 1; MSRP price DKK: 1516.75; MSRP price EUR: 203.00; MSRP price GBP: 174.25 | 320 | 320 | 300 | 2000 |  | 84159000 | DK
108097 | Fastners kit for tubeframe |  |  |  | 1 | 620.00 | 83.00 | 71.25 | 10 | 558.00 | 74.75 | 64.25 |  |  |  |  | 150 | 100 | 5 | 270 |  | 84159000 | DK
066558-5 | Hatch for controller AC-M18 w. manual |  |  |  | 1 | 1515.75 | 203.00 | 174.00 | 10 | 1364.25 | 182.75 | 156.50 |  |  |  |  | 580 | 385 | 11 | 1290 | 066558-1 is color "Desert" for units with control 086175<BR> 066558-2 is color "Desert" for units with control 040125<BR> 066558-3 is color "Desert" for units with control 046350<BR> 066558-4 is color RAL 6014 for units with control 040124<BR> 066558-5 is color RAL 6030 for units with control 086175<BR> | 84159000
051623-3 | Lower rail for filter | 092502 |  |  | 1 | 924.00 | 123.70 | 106.10 | 10 | 831.50 | 111.25 | 95.50 |  |  |  |  | 700 | 80 | 20 | 3333 |  | 84159000
081606-13 | End cap 2 pcs. | 078560 | 5340-22-611-1573 |  | 1 | 595.25 | 79.75 | 68.25 | 10 | 535.75 | 71.75 | 61.50 |  |  |  |  | 225 | 135 | 30 | 80 | FS 33446 - 081606-1 <br>RAL 1001 - 081606-2 <br>RAL 1014 - 081606-3 <br>RAL 1016 - 081606-4 <br>RAL 1021 - 081606-5 <br>RAL 2000 - 081606-6 <br>RAL 2004 - 081606-7 <br>RAL 3000 - 081606-8 <br>RAL 5010 - 081606-9 <br>RAL 6014 - 081606-10 <br>RAL 6031 - 081606-11 <br>RAL 7024 - 081606-12 <br>RAL 9010 - 081606-13 <br>RAL 9016 - 081606-14 | 84159000
068641-1 | Finger skrew | 065052 |  |  | 1 | 653.25 | 87.50 | 75.00 | 10 | 588.00 | 78.75 | 67.50 |  |  |  |  | 225 | 135 | 30 | 110 | 1 pcs contains 10 pcs | 84159000 | DK
064265-3 | Inspection plate, panel filter |  |  |  | 1 | 1337.00 | 179.00 | 153.50 | 10 | 1203.25 | 161.00 | 138.25 |  |  |  |  | 680 | 260 | 165 | 650 | 064265-1 is color "Desert"<BR> 064265-2 is color RAL 6014<BR> 064265-3 is color RAL 6031<BR> 064265-4 is color RAL 9010<BR> | 84159000 | DK
081403 | Washer for bottom, 10 pcs. | 015740 | 5310-22-611-2254 |  | 1 | 377.75 | 50.50 | 43.25 | 10 | 340.00 | 45.50 | 39.00 |  |  |  |  | 130 | 220 | 30 | 3333 |  | 84159000
068759 | Control w. heat w/o. softstarter (std) |  | 4130-22-623-3219 |  | 1 | 9565.50 | 1280.50 | 1098.25 | 10 | 8609.00 | 1152.50 | 988.50 |  |  |  |  | 680 | 470 | 460 | 6800 |  | 84159000 | DK
068613-6 | Hose lock fixed part |  |  |  | 1 | 802.50 | 107.50 | 82.25 | 10 | 722.25 | 96.75 | 83.00 |  |  |  |  | 400 | 200 | 50 | 500 | 068613-1 is color FS 33446<BR> 068613-2 is color RAL 1001<BR> 068613-3 is color RAL 1014<BR> 068613-4 is color RAL 2000<BR> 068613-5 is color RAL 6014<BR> 068613-6 is color RAL 6031<BR> | 84159000 | DK
068559-1 | Condenser side grill |  |  |  | 1 | 1179.50 | 157.75 | 135.50 | 10 | 1061.50 | 142.00 | 122.00 |  |  |  |  | 550 | 1050 | 50 | 2200 | 068559-1 is color FS 33446<BR> 068559-2 is color RAL 6014<BR> | 84159000 | DK
298950-3 | Hose lock fixed part |  | 5999-22-616-3992 |  | 1 | 599.75 | 80.25 | 69.00 | 10 | 539.75 | 72.25 | 62.00 |  |  |  |  | 580 | 385 | 110 | 510 | 298950-1 is color "Desert"<BR> 298950-2 is color RAL 6014<BR> 298950-3 is color RAL 6031<BR> 298950-4 is color RAL 9010<BR> | 84159000 | DK
099394-2 | Rail |  |  |  | 1 | 920.75 | 123.25 | 105.70 | 10 | 828.75 | 111.00 | 95.25 |  |  |  |  | 130 | 250 | 150 | 1500 |  | 84159000
081593 | Closure pin 2 pcs. | 043149 | 5315-22-611-9522 |  | 1 | 681.00 | 91.25 | 78.25 | 10 | 613.00 | 82.25 | 70.50 |  |  |  |  | 225 | 135 | 30 | 60 |  | 84159000
081678-1 | Electrical box |  |  |  | 1 | 719.75 | 96.25 | 82.75 | 10 | 647.75 | 86.75 | 74.50 |  |  |  |  | 1000 | 500 | 500 | 3333 | FS 33446 - 081678-1 <br>RAL 1001 - 081678-2 <br>RAL 1014 - 081678-3 <br>RAL 2000 - 081678-4 <br>RAL 6014 - 081678-5 <br>RAL 6031 - 081678-6 | 84159000
076176-1 | Condenser side plate |  |  |  | 1 | 1457.00 | 195.00 | 167.00 | 10 | 1311.25 | 175.50 | 150.25 |  |  |  |  | 0 | 0 | 0 | 3333 |  | 84159000
068613-2 | Hose lock fixed part |  |  |  | 1 | 802.50 | 107.50 | 92.25 | 10 | 722.25 | 96.75 | 83.00 |  |  |  |  | 400 | 200 | 50 | 500 | 068613-1 is color FS 33446<BR> 068613-2 is color RAL 1001<BR> 068613-3 is color RAL 1014<BR> 068613-4 is color RAL 2000<BR> 068613-5 is color RAL 6014<BR> 068613-6 is color RAL 6031<BR> | 84159000 | DK
093819-2 | Evaporator coil |  |  |  | 1 | 4786.25 | 640.75 | 549.50 | 10 | 4307.75 | 576.75 | 494.50 |  |  |  |  | 990 | 990 | 600 | 3333 |  | 84158100
095361 | Endplate for terminalblock 249-116 |  | 5975-22-632-4297 |  | 1 | 508.00 | 68.00 | 58.50 | 10 | 457.25 | 61.25 | 52.75 |  |  |  |  | 190 | 100 | 70 | 3333 | 1 pcs contains 10 pcs | 84158100
035239-4 | Cover for air discharge, ø225 |  |  |  | 1 | 627.50 | 84.00 | 72.10 | 10 | 564.75 | 75.50 | 65.00 |  |  |  |  | 670 | 400 | 5 | 1750 | FS 33446 - 035239-1 <br>RAL 1001 - 035239-2 <br>RAL 1014 - 035239-3 <br>RAL 6014 - 035239-4 | 84159000 | DK
068615-6 | Hose lock moving part |  |  |  | 1 | 797.50 | 106.75 | 91.50 | 10 | 717.75 | 96.00 | 82.25 |  |  |  |  | 400 | 250 | 50 | 850 | 068615-1 is color FS 33446<BR> 068615-2 is color RAL 1001<BR> 068615-3 is color RAL 1014<BR> 068615-4 is color RAL 2000<BR> 068615-5 is color RAL 6014<BR> 068615-6 is color RAL 6031<BR> | 84159000 | DK
033225-1 | Inspection/service cover, lacquered |  |  |  | 1 | 999.00 | 133.75 | 114.70 | 10 | 899.00 | 120.50 | 103.25 |  |  |  |  | 100 | 100 | 100 | 150 | RAL 6014 | 84159000 | DK
043113-2 | Fan foot, evaporator, 2 pcs. |  |  |  | 1 | 779.00 | 104.50 | 89.50 | 10 | 701.00 | 94.00 | 80.50 |  |  |  |  | 500 | 200 | 100 | 1200 | FS 33446 - 043113-1 <br>RAL 1001 - 043113-2 <br>RAL 1014 - 043113-3 <br>RAL 2000 - 043113-4 <br>RAL 6014 - 043113-5 <br>RAL 6031 - 043113-6 | 84159000
081587-6 | Bottumplate |  |  |  | 1 | 994.50 | 133.25 | 114.25 | 10 | 895.00 | 120.00 | 102.75 |  |  |  |  | 800 | 760 | 40 | 3333 | FS 33446 - 081587-1 <br>RAL 1001 - 081587-2 <br>RAL 1014 - 081587-3 <br>RAL 2000 - 081587-4 <br>RAL 6014 - 081587-5 <br>RAL 6031- 081587-6 | 84159000
081609 | Ferrule, 100 pcs. |  | 4730-22-611-5504 |  | 1 | 462.00 | 61.75 | 53.00 | 10 | 415.75 | 55.50 | 47.75 |  |  |  |  | 130 | 220 | 50 | 3333 |  | 84159000
098911 | Lock nut |  | 5310-22-632-4407 |  | 1 | 421.00 | 56.50 | 48.50 | 10 | 379.00 | 50.75 | 43.75 |  |  |  |  | 110 | 90 | 60 | 500 | M6, A4 <B>1 pcs contains 100 pcs | 84159000
098576 | Rubber ring for shrader valve, 100 pcs |  |  |  | 1 | 495.25 | 66.30 | 56.90 | 10 | 445.75 | 59.75 | 51.25 |  |  |  |  | 910 | 130 | 180 | 3333 | 1 pcs include 100 pcs | 84158100
043138 | Copper tubes, condenser/receiver, 1/2" l = 915mm |  | 4710-22-611-4022 |  | 1 | 152.00 | 20.50 | 17.50 | 10 | 136.75 | 18.50 | 15.75 |  |  |  |  | 780 | 950 | 100 | 400
061565-2 | Box for heating element, bottom |  |  |  | 1 | 1004.75 | 134.50 | 115.25 | 10 | 904.25 | 121.00 | 103.75 |  |  |  |  | 480 | 220 | 300 | 3333 | RAL 1001 - 061565-1 <br>RAL 1014 - 061565-2 <br>RAL6014 - 061565-3 | 84159000
095346 | Grommet Dg 9 |  | 5365-22-632-4153 |  | 1 | 290.00 | 38.80 | 33.30 | 10 | 261.00 | 35.00 | 30.00 |  |  |  |  | 150 | 100 | 20 | 3333 | 1 pcs contains 10 pcs | 84158100
086211 | Mounting bracket for sensor, 10 pcs |  | 5340-22-611-1471 |  | 1 | 613.75 | 82.25 | 70.50 | 10 | 552.50 | 74.00 | 63.50 |  |  |  |  | 130 | 220 | 50 | 3333 |  | 84158100
068794 | Function switch - 2 pos |  | 5930-22-623-3493 |  | 1 | 794.75 | 106.50 | 91.25 | 10 | 715.25 | 95.75 | 82.25 |  |  |  |  | 150 | 105 | 70 | 30 |  | 84159000 | DK
108273-1 | Topplate for AC 24 |  |  |  | 1 | 1189.75 | 159.25 | 136.75 | 10 | 1070.75 | 143.25 | 123.00 |  |  |  |  | 900 | 900 | 50 | 1000 |  | 84159000 | DK
098822-1 | Rear plate with hose connection |  |  |  | 1 | 1364.75 | 182.75 | 156.75 | 10 | 1228.25 | 164.50 | 141.00 |  |  |  |  | 1100 | 650 | 10 | 2000 |  | 84159000
052368 | Carrying handle 25x25x2 | 092288 |  |  | 1 | 481.00 | 64.50 | 55.50 | 10 | 433.00 | 58.00 | 50.00 |  |  |  |  | 460 | 260 | 70 | 3333 |  | 84159000
081616 | Sensor with metal housing, NTC 2K72 ohm, 2m | 087429 |  |  | MSRP price PCS: 1; MSRP price DKK: 185.00; MSRP price EUR: 24.75; MSRP price GBP: 21.25 | 230 | 140 | 30 | 3333 |  | 84159000 | CN
095328 | Battery CR2032 |  | 6135-22-632-3942 |  | 1 | 717.75 | 96.00 | 82.50 | 10 | 646.00 | 86.50 | 74.25 |  |  |  |  | 150 | 100 | 50 | 3333 | 1 pcs contains 10 pcs | 84158100
030459 | Compressor tube, high pressure, soldering |  | 4710-22-613-0666 |  | 1 | 1457.75 | 195.25 | 167.50 | 10 | 1312.00 | 175.75 | 150.75 |  |  |  |  | 430 | 400 | 400 | 3333 |  | 84159000 | DK
018598 | Plug, 5-pole |  |  |  | 1 | 119.25 | 16.00 | 13.75 | 10 | 107.25 | 14.50 | 12.50 |  |  |  |  | 30 | 2 | 2 | 10 |  | 85369010
055632-4 | Pipe bracket, steering | 069858 |  |  | 1 | 646.50 | 86.50 | 74.25 | 10 | 581.75 | 77.75 | 66.75 |  |  |  |  | 870 | 730 | 120 | 1330 | 055632-1 is color RAL 1021 <BR> 055632-2 is color RAL 2000<BR> 055632-3 is color RAL 6014<BR> 055632-4 is color RAL 6031<BR> | 73229000
081606-14 | End cap 2 pcs. | 078560 | 5340-22-611-1573 |  | 1 | 595.25 | 79.75 | 68.25 | 10 | 535.75 | 71.75 | 61.50 |  |  |  |  | 225 | 135 | 30 | 80 | FS 33446 - 081606-1 <br>RAL 1001 - 081606-2 <br>RAL 1014 - 081606-3 <br>RAL 1016 - 081606-4 <br>RAL 1021 - 081606-5 <br>RAL 2000 - 081606-6 <br>RAL 2004 - 081606-7 <br>RAL 3000 - 081606-8 <br>RAL 5010 - 081606-9 <br>RAL 6014 - 081606-10 <br>RAL 6031 - 081606-11 <br>RAL 7024 - 081606-12 <br>RAL 9010 - 081606-13 <br>RAL 9016 - 081606-14 | 84159000
601054 | Condenser, Af 5/10 Pos RH |  |  |  | MSRP price PCS: 1; MSRP price DKK: 12930.00; MSRP price EUR: 1731.00; MSRP price GBP: 1484.50 | 1200 | 320 | 365 | 25000 | <p>All DanX units are bespoke.<br /> To ensure 100% compatibility, please send unit serial or project number from&nbsp; type label to&nbsp;<a href="mailto:danx@dantherm.com">danx@dantherm.com</a>&nbsp;with your compatabillity request.&nbsp;</p> | 84189910
068787 | Fuse 10A | 075810 | 5925-22-623-3316 |  | 1 | 595.50 | 79.75 | 68.50 | 10 | 536.00 | 71.75 | 61.75 |  |  |  |  | 150 | 105 | 70 | 110 |  | 84159000 | DK
481720 | Potentiometer PCB | 098495 |  |  | MSRP price PCS: 1; MSRP price DKK: 114.25; MSRP price EUR: 15.25; MSRP price GBP: 13.25 | 20 | 10 | 1 | 500 |  | 85429000
096342-2 | Cover with inspection louvre |  |  |  | 1 | 709.50 | 95.00 | 81.50 | 10 | 638.50 | 85.50 | 73.25 |  |  |  |  | 310 | 225 | 20 | 330 | 096342-1 is color "Desert"<BR> 096342-2 is color FS 34094<BR> 096342-3 is color RAL 6003<BR> 096342-4 is color RAL 6006<BR> 096342-5 is color RAL 6014<BR> 096342-6 is color RAL 6031<BR> 096342-7 is color RAL 9010<BR> | 84158100
066558-3 | Hatch for controller AC-M18 w. manual |  |  |  | 1 | 1515.75 | 203.00 | 174.00 | 10 | 1364.25 | 182.75 | 156.50 |  |  |  |  | 580 | 385 | 11 | 1290 | 066558-1 is color "Desert" for units with control 086175<BR> 066558-2 is color "Desert" for units with control 040125<BR> 066558-3 is color "Desert" for units with control 046350<BR> 066558-4 is color RAL 6014 for units with control 040124<BR> 066558-5 is color RAL 6030 for units with control 086175<BR> | 84159000
093897-2 | Controler cpl. X59 | 092519 |  |  | 1 | 13885.00 | 1859.00 | 1594.20 | 10 | 12496.50 | 1673.00 | 1434.75 |  |  |  |  | 770 | 580 | 260 | 3333 |  | 84158100
068602-2 | Condenser side plate |  |  |  | 1 | 1398.50 | 187.25 | 160.50 | 10 | 1258.75 | 168.50 | 144.50 |  |  |  |  | 300 | 200 | 100 | 2800 | 068602-1 is color FS 33446<BR> 068602-2 is color RAL 6014<BR> | 84159000 | DK
081589 | O-ring, 10 pcs. |  | 5331-12-122-4261 |  | 1 | 36.25 | 4.75 | 4.25 | 10 | 32.75 | 4.25 | 3.75 |  |  |  |  | 130 | 220 | 50 | 3333 |  | 84159000
063125-4 | Service valve | 605140 |  |  | 1 | 479.75 | 64.25 | 55.00 | 10 | 431.75 | 57.75 | 49.50 |  |  |  |  | 150 | 105 | 70 | 40 |  | 84159000
043113-6 | Fan foot, evaporator, 2 pcs. |  |  |  | 1 | 779.00 | 104.50 | 89.50 | 10 | 701.00 | 94.00 | 80.50 |  |  |  |  | 500 | 200 | 100 | 1200 | FS 33446 - 043113-1 <br>RAL 1001 - 043113-2 <br>RAL 1014 - 043113-3 <br>RAL 2000 - 043113-4 <br>RAL 6014 - 043113-5 <br>RAL 6031 - 043113-6 | 84159000
040213-4 | Front cover panel |  |  |  | 1 | 2373.00 | 317.70 | 272.50 | 10 | 2135.75 | 286.00 | 245.25 |  |  |  |  | 990 | 760 | 125 | 4850 | FS 33446 - 040213-1 <br>RAL 1001 - 040213-2 <br>RAL 1014 - 040213-3 <br>RAL 2000 - 040213-4 <br>RAL 6014 - 040213-5 <br>RAL 6031 - 040213-6 | 84159000 | DK
081686-1 | Transformer 80 VA | 018527 |  |  | 1 | 772.25 | 103.50 | 88.75 | 10 | 695.00 | 93.25 | 80.00 |  |  |  |  | 195 | 110 | 95 | 990 |  | 84159000
086192-4 | Cover plate for electrical box |  |  |  | 1 | 848.50 | 113.50 | 97.50 | 10 | 763.75 | 102.25 | 87.75 |  |  |  |  | 270 | 230 | 100 | 3333 | FS 33446 - 086192-1 <br>RAL 1001 - 086192-2 <br>RAL 1014 - 086192-3 <br>RAL 2000 - 086192-4 <br>RAL 6014 - 086192-5 <br>RAL 6031 - 086192-6 | 84158100
054092 | Complete compressor CDT 40/40S MK III |  |  |  | MSRP price PCS: 1; MSRP price DKK: 3218.55; MSRP price EUR: 431.00; MSRP price GBP: 369.50 | 320 | 320 | 330 | 3333 |  | 84159000 | DK
031782 | Power supply cable with plug, VAM 40 MK II |  | 6150-22-622-5334 |  | 1 | 1112.00 | 148.75 | 127.75 | 10 | 1000.75 | 134.00 | 115.00 |  |  |  |  | 350 | 240 | 140 | 290 |  | 84158200 | DK
081606-6 | End cap 2 pcs. | 078560 | 5340-22-611-1573 |  | 1 | 595.25 | 79.75 | 68.25 | 10 | 535.75 | 71.75 | 61.50 |  |  |  |  | 225 | 135 | 30 | 80 | FS 33446 - 081606-1 <br>RAL 1001 - 081606-2 <br>RAL 1014 - 081606-3 <br>RAL 1016 - 081606-4 <br>RAL 1021 - 081606-5 <br>RAL 2000 - 081606-6 <br>RAL 2004 - 081606-7 <br>RAL 3000 - 081606-8 <br>RAL 5010 - 081606-9 <br>RAL 6014 - 081606-10 <br>RAL 6031 - 081606-11 <br>RAL 7024 - 081606-12 <br>RAL 9010 - 081606-13 <br>RAL 9016 - 081606-14 | 84159000
298940 | Control 10kW heat, no softstart |  | 4130-22-616-4126 | OBSOLETE | 1 | 13507.75 | 1808.25 | 1550.75 | 10 | 12157.00 | 1627.50 | 1395.75 |  |  |  |  | 0 | 0 | 0 | 10500 |  | 84159000 | DK
017844 | Door, control box |  |  |  | 1 | 166.75 | 22.25 | 19.25 | 10 | 150.00 | 20.00 | 17.25 |  |  |  |  | 200 | 250 | 100 | 1500
093898-2 | Evaporator Fan |  |  |  | 1 | 6203.50 | 830.50 | 712.25 | 10 | 5583.25 | 747.50 | 641.00 |  |  |  |  | 325 | 320 | 320 | 5420 |  | 84158100
081623-2 | Side cover plate, right, insulation |  |  |  | 1 | 894.25 | 119.75 | 102.75 | 10 | 804.75 | 107.75 | 92.50 |  |  |  |  | 1000 | 650 | 50 | 4240 | FS 33446 - 081623-1 <br>RAL 1001 - 081623-2 <br>RAL 1014 - 081623-3 <br>RAL 2000 - 081623-4 <br>RAL 6014 - 081623-5 <br>RAL 6031 - 081623-6 | 84159000
068775 | Contactor 12A for compressor and heater elements |  | 6110-22-623-3311 |  | 1 | 518.50 | 69.50 | 59.50 | 10 | 466.75 | 62.50 | 53.50 |  |  |  |  | 150 | 105 | 70 | 330 |  | 84159000 | DK
068615-4 | Hose lock moving part |  |  |  | 1 | 797.50 | 106.75 | 91.50 | 10 | 717.75 | 96.00 | 82.25 |  |  |  |  | 400 | 250 | 50 | 850 | 068615-1 is color FS 33446<BR> 068615-2 is color RAL 1001<BR> 068615-3 is color RAL 1014<BR> 068615-4 is color RAL 2000<BR> 068615-5 is color RAL 6014<BR> 068615-6 is color RAL 6031<BR> | 84159000 | DK
607840 | Vibration damper, 7/8" |  |  |  | MSRP price PCS: 1; MSRP price DKK: 846.50; MSRP price EUR: 113.50; MSRP price GBP: 97.25 | 0 | 0 | 0 | 310 | <p>All DanX units are bespoke.<br /> To ensure 100% compatibility, please send unit serial or project number from&nbsp; type label to&nbsp;<a href="mailto:danx@dantherm.com">danx@dantherm.com</a>&nbsp;with your compatabillity request.&nbsp;</p> | 40169300
095299 | Mounting plate |  | 5340-22-632-4132 |  | 1 | 831.69 | 111.50 | 95.50 | 10 | 748.50 | 100.25 | 86.00 |  |  |  |  | 190 | 100 | 70 | 3333 | 1 pcs contains 10 pcs | 84159000
086188 | Control board | 046350 | 4130-22-626-3922 |  | 1 | 18087.25 | 2421.25 | 2076.75 | 10 | 16278.50 | 2179.25 | 1869.00 |  |  |  |  | 0 | 0 | 0 | 5000 | heat 6/16kW, +softstart | 84158100
046679-2 | Shielding plate upper condenser |  |  |  | 1 | 684.25 | 92.00 | 78.50 | 10 | 615.75 | 82.75 | 70.75 |  |  |  |  | 765 | 75 | 20 | 3333 |  | 84159000
093082 | Time relay, multifunctional timer | 098637,TD10H |  |  | MSRP price PCS: 1; MSRP price DKK: 1008.00; MSRP price EUR: 135.00; MSRP price GBP: 115.75 | 150 | 80 | 25 | 50 |  | 85389091 | DK
298994-2 | Cover, air outlet |  |  |  | 1 | 972.75 | 130.25 | 111.75 | 10 | 875.50 | 117.25 | 100.50 |  |  |  |  | 0 | 0 | 0 | 125 | 298994-1 is color "Desert"<BR> 298994-2 is color RAL 6014<BR> 298994-3 is color RAL 6031<BR> | 84159000 | DK
098289-1 | bracket for internal fan |  |  |  | 1 | 1593.25 | 213.25 | 183.00 | 10 | 1434.00 | 192.00 | 164.75 |  |  |  |  | 500 | 500 | 300 | 4000 |  | 84159000
081554 | Pressure equalisation pipes |  | 4710-22-611-4030 |  | 1 | 448.50 | 60.00 | 51.50 | 10 | 403.75 | 54.00 | 46.25 |  |  |  |  | 460 | 260 | 70 | 150 |  | 84159000
299008-4 | Top plate condensor section |  |  |  | 1 | 2780.00 | 372.25 | 319.25 | 10 | 2502.00 | 335.00 | 287.25 |  |  |  |  | 0 | 0 | 0 | 3522 | 299008-1 is color "Desert"<BR> 299008-2 is color RAL 6014<BR> 299008-3 is color RAL 6031<BR> 299008-3 is color RAL 9010<BR> | 84159000 | DK
099387 | Cable gland M16x1,5 cpl. |  | 5975-22-632-5492 |  | 1 | 440.75 | 59.00 | 50.60 | 10 | 396.75 | 53.00 | 45.50 |  |  |  |  | 190 | 100 | 70 | 1000 |  | 84159000
035239-1 | Cover for air discharge, ø225 |  |  |  | 1 | 627.50 | 84.00 | 72.10 | 10 | 564.75 | 75.50 | 65.00 |  |  |  |  | 670 | 400 | 5 | 1750 | FS 33446 - 035239-1 <br>RAL 1001 - 035239-2 <br>RAL 1014 - 035239-3 <br>RAL 6014 - 035239-4 | 84159000 | DK
513420 | Thermostat |  | 6685-22-609-1770 |  | 1 | 1933.00 | 258.75 | 222.00 | 10 | 1739.75 | 233.00 | 199.75 |  |  |  |  | 100 | 100 | 100 | 1108 |  | 90321080 | DK
068783 | Fuse 16 A |  | 5925-22-623-3313 |  | 1 | 562.50 | 75.50 | 64.75 | 10 | 506.25 | 68.00 | 58.25 |  |  |  |  | 195 | 110 | 95 | 320 |  | 84159000 | DK
840060 | Fan 230 V, R3G225 |  |  |  | MSRP price PCS: 1; MSRP price DKK: 2184.50; MSRP price EUR: 292.50; MSRP price GBP: 250.75 | 270 | 270 | 140 | 5000 |  | 84159000
046679-5 | Shielding plate upper condenser |  |  |  | 1 | 684.25 | 92.00 | 78.50 | 10 | 615.75 | 82.75 | 70.75 |  |  |  |  | 765 | 75 | 20 | 3333 |  | 84159000
068613-4 | Hose lock fixed part |  |  |  | 1 | 802.50 | 107.50 | 82.25 | 10 | 722.25 | 96.75 | 83.00 |  |  |  |  | 400 | 200 | 50 | 500 | 068613-1 is color FS 33446<BR> 068613-2 is color RAL 1001<BR> 068613-3 is color RAL 1014<BR> 068613-4 is color RAL 2000<BR> 068613-5 is color RAL 6014<BR> 068613-6 is color RAL 6031<BR> | 84159000 | DK
098924 | Rivet nut |  | 5310-22-632-4419 |  | 1 | 436.25 | 58.50 | 50.00 | 10 | 392.75 | 52.75 | 45.00 |  |  |  |  | 190 | 100 | 70 | 500 | M6 <b>1 pcs contains 100 pcs | 84159000
098861 | Fuse block |  | 5945-22-632-1712 |  | 1 | 400.25 | 53.75 | 46.00 | 10 | 360.25 | 48.50 | 41.50 |  |  |  |  | 110 | 90 | 60 | 4 |  | 84159000
081623-5 | Side cover plate, right, insulation |  |  |  | 1 | 894.25 | 119.75 | 102.75 | 10 | 804.75 | 107.75 | 92.50 |  |  |  |  | 1000 | 650 | 50 | 4240 | FS 33446 - 081623-1 <br>RAL 1001 - 081623-2 <br>RAL 1014 - 081623-3 <br>RAL 2000 - 081623-4 <br>RAL 6014 - 081623-5 <br>RAL 6031 - 081623-6 | 84159000
081699 | DIN Rail |  | 5340-22-611-1611 |  | 1 | 318.50 | 42.50 | 36.50 | 10 | 286.75 | 38.25 | 32.75 |  |  |  |  | 130 | 220 | 50 | 3333 |  | 84159000
098445-2 | Front plate - For evaporator |  |  |  | MSRP price PCS: 1; MSRP price DKK: 901.75; MSRP price EUR: 120.75; MSRP price GBP: 103.75 | 800 | 615 | 167 | 2460 |  | 84159000 | DK
298946 | Evaporator + line drier |  | 4130-22-616-4132 |  | 1 | 4687.00 | 627.50 | 538.00 | 10 | 4218.25 | 564.75 | 484.25 |  |  |  |  | 740 | 620 | 165 | 14300 |  | 84159000 | DK
066560-2 | Side plade, evaporator |  |  |  | 1 | 1252.00 | 167.75 | 143.75 | 10 | 1126.75 | 151.00 | 129.50 |  |  |  |  | 0 | 0 | 0 | 3012 | 066560-1 is color "Desert"<BR> 066560-2 is color RAL 6014<BR> 066560-3 is color RAL 6031<BR> 066560-4 is color RAL 9010<BR> | 84159000
055632-1 | Pipe bracket, steering | 069858 |  |  | 1 | 646.50 | 86.50 | 74.25 | 10 | 581.75 | 77.75 | 66.75 |  |  |  |  | 870 | 730 | 120 | 1330 | 055632-1 is color RAL 1021 <BR> 055632-2 is color RAL 2000<BR> 055632-3 is color RAL 6014<BR> 055632-4 is color RAL 6031<BR> | 73229000
081016-2 | Contactor 9A 3P+1NO+1NC, Uc 24V AC, complet |  |  |  | 1 | 767.00 | 102.00 | 88.00 | 10 | 690.25 | 91.75 | 79.25 |  |  |  |  | 190 | 100 | 70 | 3333 |  | 84159000
081623-1 | Side cover plate, right, insulation |  |  |  | 1 | 894.25 | 119.75 | 102.75 | 10 | 804.75 | 107.75 | 92.50 |  |  |  |  | 1000 | 650 | 50 | 4240 | FS 33446 - 081623-1 <br>RAL 1001 - 081623-2 <br>RAL 1014 - 081623-3 <br>RAL 2000 - 081623-4 <br>RAL 6014 - 081623-5 <br>RAL 6031 - 081623-6 | 84159000
293742-3 | Heating element |  |  |  | 1 | 4755.00 | 636.50 | 546.00 | 10 | 4279.50 | 572.75 | 491.50 |  |  |  |  | 580 | 385 | 110 | 3380 | FS 33446 - 293742-1 <br>RAL 1001 - 293742-2 <br>RAL 1014 - 293742-3 <br>RAL 2000 - 293742-4 <br>RAL 6014 - 293742-5 <br>RAL 6031 - 293742-6 | 73229000 | DK
046679-1 | Shielding plate upper condenser |  |  |  | 1 | 684.25 | 92.00 | 78.50 | 10 | 615.75 | 82.75 | 70.75 |  |  |  |  | 765 | 75 | 20 | 3333 |  | 84159000
068589-2 | Condenser coil, large |  |  |  | 1 | 4527.50 | 606.25 | 519.75 | 10 | 4074.75 | 545.75 | 467.75 |  |  |  |  | 700 | 900 | 100 | 14000 | 068589-1 is color FS 33446<BR> 068589-2 is color RAL 6014<BR> | 84159000 | DK
098509-1 | Panel, For fan |  |  |  | MSRP price PCS: 1; MSRP price DKK: 822.00; MSRP price EUR: 110.00; MSRP price GBP: 94.50 | 0 | 0 | 0 | 3333 |  | 84159000 | DK
075811-1 | Motor circuit breaker | 295153 |  |  | 1 | 485.00 | 65.00 | 55.75 | 10 | 436.50 | 58.50 | 50.25 |  |  |  |  | 195 | 110 | 95 | 110 | Type C60N | 84159000
068659-7 | Hatch for controller (std) |  |  |  | 1 | 1090.00 | 146.00 | 125.25 | 10 | 981.00 | 131.50 | 112.75 |  |  |  |  | 450 | 400 | 60 | 1400 | 068659-1 is color FS 33446,heat,softstarter <BR> 068659-2 is color FS 33446,heat <BR> 068659-3 is color FS 33446,softstarter <BR> 068659-4 is color FS 33446 standard <BR> 068659-5 is color RAL 6014,heat,softstarter <BR> 068659-6 is color RAL 6014,heat <BR> 068659-7 is color RAL 6014,softstarter <BR> 068659-8 is color RAL 6014 standard <BR> | 84159000 | DK
298971-2 | Condenser coil + line drier |  |  |  | 1 | 4631.75 | 620.25 | 531.75 | 10 | 4168.50 | 558.25 | 478.50 |  |  |  |  | 0 | 0 | 0 | 15000 | 298971-1 is color "Desert" & RAL 9010<BR> 298971-2 is color RAL 6014 & RAL 6031<BR> | 84159000 | DK
064265-2 | Inspection plate, panel filter |  |  |  | 1 | 1337.00 | 179.00 | 153.50 | 10 | 1203.25 | 161.00 | 138.25 |  |  |  |  | 680 | 260 | 165 | 650 | 064265-1 is color "Desert"<BR> 064265-2 is color RAL 6014<BR> 064265-3 is color RAL 6031<BR> 064265-4 is color RAL 9010<BR> | 84159000 | DK
095330 | Cable gland, PG 9 |  | 5975-22-632-4053 |  | 1 | 507.00 | 68.00 | 58.25 | 10 | 456.25 | 61.25 | 52.50 |  |  |  |  | 220 | 320 | 50 | 3333 | 1 pcs contains 10 pcs | 84158100
055627-4 | Handle, rear, right | 069856 |  |  | 1 | 793.75 | 106.25 | 91.25 | 10 | 714.50 | 95.75 | 82.25 |  |  |  |  | 480 | 190 | 70 | 320 | 055627-1 is color RAL 1021 <BR> 055627-2 is color RAL 2000<BR> 055627-3 is color RAL 6014<BR> 055627-4 is color RAL 6031<BR> | 84159000
068639-1 | Evaporator fan |  |  |  | 1 | 3956.00 | 529.75 | 454.00 | 10 | 3560.50 | 476.75 | 408.50 |  |  |  |  | 570 | 355 | 280 | 4950 | 068639-1 is color FS 33446<BR> 068639-2 is color RAL 6014<BR> | 84159000 | DK
064266-4 | Fresh air intake, 2 set |  |  |  | 1 | 838.00 | 112.25 | 96.25 | 10 | 754.25 | 101.00 | 86.75 |  |  |  |  | 300 | 300 | 200 | 530 | 064266-1 is color "Desert"<BR> 064266-2 is color RAL 6014<BR> 064266-3 is color RAL 6031<BR> 064266-4 is color RAL 9010<BR> | 84159000 | DK
068599 | Rubber grommet pack |  | 5365-22-623-3265 |  | 1 | 773.25 | 103.50 | 88.75 | 10 | 696.00 | 93.25 | 80.00 |  |  |  |  | 130 | 220 | 40 | 100 |  | 84159000 | DK
298977 | Compressor + line drier |  | 4130-22-616-3570 |  | 1 | 5413.00 | 724.75 | 621.50 | 10 | 4871.75 | 652.25 | 559.25 |  |  |  |  | 0 | 0 | 0 | 45000 |  | 84159000 | DK
066280 | Soft starter 25A, 380- 480 VAC |  | 5999-22-621-7596 |  | 1 | 6583.00 | 881.00 | 755.00 | 10 | 5924.75 | 793.00 | 679.50 |  |  |  |  | 150 | 100 | 800 | 690 |  | 84159000
298976-4 | Low pressure switch, dry filter | 032297 |  |  | 1 | 465.25 | 62.50 | 53.50 | 10 | 418.75 | 56.25 | 48.25 |  |  |  |  | 195 | 110 | 95 | 400 | 298976-1 is for AC-M16<BR> 298976-2 is for AC-M18<BR> 298976-3 is for CDP<BR> 298976-4 is for non Dantherm brand<BR> 298976-5 is for AC-M7 MKII<BR> 298976-6 is for AC24<BR> | 84159000 | DK
081606-3 | End cap 2 pcs. | 078560 | 5340-22-611-1573 |  | 1 | 595.25 | 79.75 | 68.25 | 10 | 535.75 | 71.75 | 61.50 |  |  |  |  | 225 | 135 | 30 | 80 | FS 33446 - 081606-1 <br>RAL 1001 - 081606-2 <br>RAL 1014 - 081606-3 <br>RAL 1016 - 081606-4 <br>RAL 1021 - 081606-5 <br>RAL 2000 - 081606-6 <br>RAL 2004 - 081606-7 <br>RAL 3000 - 081606-8 <br>RAL 5010 - 081606-9 <br>RAL 6014 - 081606-10 <br>RAL 6031 - 081606-11 <br>RAL 7024 - 081606-12 <br>RAL 9010 - 081606-13 <br>RAL 9016 - 081606-14 | 84159000
608700 | Fitting for copper tubes, solder adapter 1/4". 1 packet = 2 pcs. |  | 4730-22-610-9619 |  | 1 | 173.75 | 23.25 | 20.00 | 10 | 156.50 | 21.00 | 18.00 |  |  |  |  | 100 | 100 | 100 | 50 |  | 74122000
526351 | Slotted BA 6, h:40 x w:25 x l:2000mm |  |  |  | 1 | 188.75 | 25.25 | 21.75 | 10 | 170.00 | 22.75 | 19.50 |  |  |  |  | 100 | 100 | 70 | 5 |  | 39259020
098452 | Receiver, 0,88 ltr. |  |  |  | MSRP price PCS: 1; MSRP price DKK: 457.75; MSRP price EUR: 61.25; MSRP price GBP: 52.50 | 320 | 230 | 130 | 1800 |  | 84159000 | DK
091283-2 | Evaporator coil |  |  |  | 1 | 2891.25 | 387.25 | 332.00 | 10 | 2602.25 | 348.50 | 298.75 |  |  |  |  | 800 | 615 | 167 | 4720 |  | 84159000
051615-2 | Panel Condenser 1 | 093560,092545 |  |  | 1 | 1100.50 | 147.50 | 126.50 | 10 | 990.50 | 132.75 | 113.75 |  |  |  |  | 130 | 250 | 20 | 3333 |  | 84159000
035242-1 | Cover for air intake, ø225 |  |  |  | 1 | 876.50 | 117.50 | 100.70 | 10 | 788.75 | 105.75 | 90.75 |  |  |  |  | 670 | 400 | 10 | 3333 | FS 33446 - 035242-1 <br>RAL 1001 - 035242-2 <br>RAL 1014 - 035242-3 <br>RAL 6014 - 035242-4 <br>RAL 9010 - 035242-5 | 84159000 | DK
033229 | Relay, HPFI MOD IC60 4P 25 A 30MA KL.A |  | 5925-14-516-0099 |  | 1 | 1271.25 | 170.20 | 146.00 | 10 | 1144.25 | 153.25 | 131.50 |  |  |  |  | 200 | 200 | 200 | 300 |  | 85364900 | DK
540470 | Rubber locking 2 pcs. |  | 5340-01-082-6421 |  | 1 | 711.00 | 95.25 | 81.75 | 10 | 640.00 | 85.75 | 73.50 |  |  |  |  | 150 | 175 | 100 | 100 |  | 73229000
068802 | LED element for indicator lamp |  | 6240-22-623-3353 |  | 1 | 904.75 | 121.25 | 104.00 | 10 | 814.25 | 109.25 | 93.50 |  |  |  |  | 150 | 105 | 70 | 10 |  | 84159000 | DK
074519 | Insulating material, cooling components, 50 x 3mm |  |  |  | MSRP price PCS: 1; MSRP price DKK: 181.00; MSRP price EUR: 24.25; MSRP price GBP: 20.80 | 0 | 0 | 0 | 3333 |  | 70199000 | DK
055216 | Cable set for heating elements |  |  |  | 1 | 720.00 | 96.40 | 82.70 | 10 | 648.00 | 86.75 | 74.50 |  |  |  |  | 0 | 0 | 0 | 3333 |  | 84159000 | DK
095338-1 | Guide for Wheel |  |  |  | 1 | 778.50 | 104.50 | 89.50 | 10 | 700.75 | 94.00 | 80.50 |  |  |  |  | 220 | 230 | 130 | 3333 |  | 84158100
081583-3 | Fan foot, condenser, 2 stk. |  |  |  | 1 | 927.25 | 124.00 | 106.50 | 10 | 834.50 | 111.50 | 95.75 |  |  |  |  | 220 | 320 | 20 | 3333 | FS 33446 - 081583-1 <br>RAL 1001 - 081583-2 <br>RAL 1014 - 081583-3 <br>RAL 2000 - 081583-4 <br>RAL 6014 - 081583-5 <br>RAL 6031 - 081583-6 | 84159000
454881 | Hex head screw, M6 x 25, Nato green Zn |  | 5305-22-611-4621 |  | 1 | 9.50 | 1.25 | 1.00 | 10 | 8.50 | 1.25 | 1.00 |  |  |  |  | 200 | 200 | 200 | 5 |  | 73181582
098492-3 | Parts for connector box |  |  |  | MSRP price PCS: 1; MSRP price DKK: 1516.75; MSRP price EUR: 203.00; MSRP price GBP: 174.25 | 320 | 320 | 300 | 2000 |  | 84159000 | DK
602821 | Valve, safety valve 5232A 27, 6 bar CE |  |  |  | MSRP price PCS: 1; MSRP price DKK: 1521.50; MSRP price EUR: 203.75; MSRP price GBP: 174.75 | 100 | 100 | 70 | 250 | <p>All DanX units are bespoke.<br /> To ensure 100% compatibility, please send unit serial or project number from&nbsp; type label to&nbsp;<a href="mailto:danx@dantherm.com">danx@dantherm.com</a>&nbsp;with your compatabillity request.&nbsp;</p> | 90329000 | DK
032752-1 | Side cover plate, left, insulated | 165261 |  |  | 1 | 1013.25 | 135.70 | 116.50 | 10 | 912.00 | 122.25 | 104.75 |  |  |  |  | 700 | 500 | 500 | 3333 | FS 33446 - 032752-1 <br>RAL 1001 - 032752-2 <br>RAL 1014 - 032752-3 <br>RAL 2000 - 032752-4 <br>RAL 6014 - 032752-5 <br>RAL6031 - 032752-6 | 84159000 | DK
096342-5 | Cover with inspection louvre |  |  |  | 1 | 709.50 | 95.00 | 81.50 | 10 | 638.50 | 85.50 | 73.25 |  |  |  |  | 310 | 225 | 20 | 330 | 096342-1 is color "Desert"<BR> 096342-2 is color FS 34094<BR> 096342-3 is color RAL 6003<BR> 096342-4 is color RAL 6006<BR> 096342-5 is color RAL 6014<BR> 096342-6 is color RAL 6031<BR> 096342-7 is color RAL 9010<BR> | 84158100
298971-1 | Condenser coil + line drier |  |  |  | 1 | 4631.75 | 620.25 | 531.75 | 10 | 4168.50 | 558.25 | 478.50 |  |  |  |  | 0 | 0 | 0 | 15000 | 298971-1 is color "Desert" & RAL 9010<BR> 298971-2 is color RAL 6014 & RAL 6031<BR> | 84159000 | DK
098907 | Blind rivet, D4,8 - A2 | 011500 | 5320-22-632-4331 |  | 1 | 664.25 | 89.00 | 76.25 | 10 | 597.75 | 80.00 | 68.75 |  |  |  |  | 190 | 100 | 70 | 500 | 1 pcs contains 100 pcs | 84159000
075825 | Function switch - 5 pos | 295173 | 5930-22-618-4105 |  | 1 | 1879.25 | 251.75 | 215.75 | 10 | 1691.25 | 226.50 | 194.25 |  |  |  |  | 195 | 110 | 95 | 130 |  | 84159000
051607 | Bracket for compressor support |  |  |  | 1 | 504.25 | 67.50 | 57.90 | 10 | 453.75 | 60.75 | 52.00 |  |  |  |  | 230 | 230 | 110 | 3333 |  | 84159000
076177-1 | Condenser end plate |  | 4130-22-624-7483 |  | 1 | 1519.00 | 203.00 | 174.00 | 10 | 1367.00 | 182.75 | 156.50 |  |  |  |  | 0 | 0 | 0 | 3333 |  | 84159000
095312 | Cover plate for insulation |  | 5340-22-632-4127 |  | 1 | 1367.25 | 183.00 | 157.00 | 10 | 1230.50 | 164.75 | 141.25 |  |  |  |  | 670 | 620 | 20 | 3333 |  | 84158100
081606-12 | End cap 2 pcs. | 078560 | 5340-22-611-1573 |  | 1 | 595.25 | 79.75 | 68.25 | 10 | 535.75 | 71.75 | 61.50 |  |  |  |  | 225 | 135 | 30 | 80 | FS 33446 - 081606-1 <br>RAL 1001 - 081606-2 <br>RAL 1014 - 081606-3 <br>RAL 1016 - 081606-4 <br>RAL 1021 - 081606-5 <br>RAL 2000 - 081606-6 <br>RAL 2004 - 081606-7 <br>RAL 3000 - 081606-8 <br>RAL 5010 - 081606-9 <br>RAL 6014 - 081606-10 <br>RAL 6031 - 081606-11 <br>RAL 7024 - 081606-12 <br>RAL 9010 - 081606-13 <br>RAL 9016 - 081606-14 | 84159000
094062-2 | Isolating transformer 24VAC, 230-400VAC |  |  |  | 1 | 1190.00 | 159.30 | 136.60 | 10 | 1071.00 | 143.25 | 123.00 |  |  |  |  | 190 | 100 | 70 | 3333 |  | 84159000
034224-1 | Control box assembly DLO rebuilding |  |  |  | 1 | 9870.50 | 1321.50 | 1133.40 | 10 | 8883.50 | 1189.25 | 1020.00 |  |  |  |  | 1000 | 1000 | 1000 | 10700 |  | 84159000 | DK
068809 | Cover for heat |  | 5340-22-623-3256 |  | 1 | 925.00 | 124.00 | 106.25 | 10 | 832.50 | 111.50 | 95.75 |  |  |  |  | 500 | 500 | 100 | 2454 |  | 84159000 | DK
095302-2 | Clamp for coppertube |  |  |  | 1 | 368.25 | 49.50 | 42.50 | 10 | 331.50 | 44.50 | 38.25 |  |  |  |  | 130 | 100 | 220 | 3333 | 1 pcs contains 10 pcs | 84158100
068584 | Condenser fan Kit |  | 4140-22-623-3260 |  | 1 | 5253.50 | 703.25 | 603.25 | 10 | 4728.25 | 633.00 | 543.00 |  |  |  |  | 485 | 485 | 485 | 8910 |  | 84159000 | DK
068659-1 | Hatch for controller (std) |  |  |  | 1 | 1090.00 | 146.00 | 125.25 | 10 | 981.00 | 131.50 | 112.75 |  |  |  |  | 450 | 400 | 60 | 1400 | 068659-1 is color FS 33446,heat,softstarter <BR> 068659-2 is color FS 33446,heat <BR> 068659-3 is color FS 33446,softstarter <BR> 068659-4 is color FS 33446 standard <BR> 068659-5 is color RAL 6014,heat,softstarter <BR> 068659-6 is color RAL 6014,heat <BR> 068659-7 is color RAL 6014,softstarter <BR> 068659-8 is color RAL 6014 standard <BR> | 84159000 | DK
096342-7 | Cover with inspection louvre |  |  |  | 1 | 709.50 | 95.00 | 81.50 | 10 | 638.50 | 85.50 | 73.25 |  |  |  |  | 310 | 225 | 20 | 330 | 096342-1 is color "Desert"<BR> 096342-2 is color FS 34094<BR> 096342-3 is color RAL 6003<BR> 096342-4 is color RAL 6006<BR> 096342-5 is color RAL 6014<BR> 096342-6 is color RAL 6031<BR> 096342-7 is color RAL 9010<BR> | 84158100
051624 | Drip tray | 092231 |  |  | 1 | 530.75 | 71.00 | 61.00 | 10 | 477.75 | 64.00 | 55.00 |  |  |  |  | 700 | 390 | 50 | 3333 |  | 84159000
481184 | Sensor, temperature, NTC, TJC3-2A, 1m wire | 098497 |  |  | MSRP price PCS: 1; MSRP price DKK: 46.90; MSRP price EUR: 6.50; MSRP price GBP: 5.50 | 150 | 100 | 50 | 150 |  | 84159000
298994-1 | Cover, air outlet |  |  |  | 1 | 972.75 | 130.25 | 111.75 | 10 | 875.50 | 117.25 | 100.50 |  |  |  |  | 0 | 0 | 0 | 125 | 298994-1 is color "Desert"<BR> 298994-2 is color RAL 6014<BR> 298994-3 is color RAL 6031<BR> | 84159000 | DK
098492-4 | Parts for connector box |  |  |  | MSRP price PCS: 1; MSRP price DKK: 1516.75; MSRP price EUR: 203.00; MSRP price GBP: 174.25 | 320 | 320 | 300 | 2000 |  | 84159000 | DK
053343 | Condenser |  |  |  | MSRP price PCS: 1; MSRP price DKK: 2224.50; MSRP price EUR: 298.00; MSRP price GBP: 255.50 | 540 | 300 | 610 | 105 |  | 84189910 | DK
076172-3 | Fitting for copper tube |  |  |  | 1 | 592.25 | 79.25 | 68.00 | 10 | 533.00 | 71.25 | 61.25 |  |  |  |  | 150 | 100 | 100 | 3333 | FS 33446 - 076172-1 <br>RAL 1001 - 076172-2 <br>RAL 1014 - 076172-3 <br>RAL 2000 - 076172-4 <br>RAL 6014 - 076172-5 <br>RAL 6031 - 076172-6 | 84159000
068629-2 | Evaporator |  |  |  | 1 | 3206.50 | 429.25 | 368.25 | 10 | 2885.75 | 386.25 | 331.50 |  |  |  |  | 600 | 570 | 320 | 9250 | 068629-1 is color FS 33446<BR> 068629-2 is color RAL 6014<BR> | 84159000 | DK
098517-3 | PCB display |  |  |  | MSRP price PCS: 1; MSRP price DKK: 1023.00; MSRP price EUR: 137.00; MSRP price GBP: 117.50 | 0 | 0 | 0 | 3333 |  | 84159000 | DK
041900 | ø10 mm hose for pump |  |  |  | 1 | 47.80 | 6.50 | 5.50 | 30 | 31.00 | 4.25 | 3.50 |  |  |  |  | 100 | 100 | 20 | 56 | - | 40091100 | DK
525390 | Cable and plug for burner | 059826 | 6150-22-126-0045 |  | 1 | 497.50 | 66.50 | 57.00 | 10 | 447.75 | 59.75 | 51.25 |  |  |  |  | 150 | 105 | 70 | 90 |  | 73229000
065622 | Toroidal Transformer |  | 6120-22-621-7558 |  | 1 | 2774.75 | 371.00 | 318.00 | 10 | 2497.25 | 334.00 | 286.25 |  |  |  |  | 230 | 230 | 110 | 2000 |  | 84159000
063125-2 | Service valve | 605140 |  |  | 1 | 479.75 | 64.25 | 55.00 | 10 | 431.75 | 57.75 | 49.50 |  |  |  |  | 150 | 105 | 70 | 40 |  | 84159000
081700 | Packing for mode selector |  |  |  | 1 | 646.75 | 86.50 | 74.25 | 10 | 582.00 | 77.75 | 66.75 |  |  |  |  | 0 | 0 | 0 | 3333 |  | 84159000
165262-1 | Filter cassette, cpl. for evaporator |  |  |  | 1 | 671.25 | 89.75 | 77.00 | 10 | 604.25 | 80.75 | 69.25 |  |  |  |  | 500 | 500 | 500 | 1000 | FS 33446 - 165262-1 <br>RAL 1001 - 165262-2 <br>RAL 1014 - 165262-3 <br>RAL 2000 - 165262-4 <br>RAL 6014 - 165262-5 <br>RAL 6031 - 165262-6 | 84158100
093568-1 | Topbracket |  |  |  | 1 | 1210.50 | 162.00 | 139.00 | 10 | 1089.50 | 145.75 | 125.00 |  |  |  |  | 1380 | 100 | 100 | 2470 | 1 pcs contains 2 pcs | 84158100
068805 | Power supply cable |  | 5995-22-623-3174 |  | 1 | 1083.25 | 145.00 | 124.50 | 10 | 975.00 | 130.50 | 112.00 |  |  |  |  | 400 | 310 | 130 | 3500 |  | 84159000 | DK
053306 | Cable set, compressor CDT 40/40S/60 MKIII |  |  |  | MSRP price PCS: 1; MSRP price DKK: 129.50; MSRP price EUR: 17.40; MSRP price GBP: 15.00 | 170 | 170 | 50 | 100 |  | 85444290
298958-3 | Condenser side grill |  |  |  | 1 | 4565.00 | 611.25 | 524.25 | 10 | 4108.50 | 550.25 | 471.75 |  |  |  |  | 1060 | 730 | 115 | 1450 | 298958-1 is color "Desert"<BR> 298958-2 is color FS 34094<BR> 298958-3 is color RAL 6014<BR> 298958-4 is color RAL 6031<BR> 298958-5 is color RAL 9010<BR> | 84159000 | DK
039167-4 | Air baffle box complete, condenser |  |  |  | 1 | 1530.75 | 204.92 | 175.75 | 10 | 1377.75 | 184.50 | 158.25 |  |  |  |  | 490 | 355 | 65 | 1000 | FS 33446 - 039167-1 <br>RAL 1001 - 039167-2 <br>RAL 1014 - 039167-3 <br>RAL 2000 - 039167-4 <br>RAL 6014 - 039167-5 <br>RAL 6031 - 039167-6 | 73229000 | DK
081587-4 | Bottumplate |  |  |  | 1 | 994.50 | 133.25 | 114.25 | 10 | 895.00 | 120.00 | 102.75 |  |  |  |  | 800 | 760 | 40 | 3333 | FS 33446 - 081587-1 <br>RAL 1001 - 081587-2 <br>RAL 1014 - 081587-3 <br>RAL 2000 - 081587-4 <br>RAL 6014 - 081587-5 <br>RAL 6031- 081587-6 | 84159000
093570-2 | Feet 2 pcs |  |  |  | 1 | 1167.75 | 156.50 | 134.00 | 10 | 1051.00 | 140.75 | 120.50 |  |  |  |  | 460 | 180 | 50 | 3333 |  | 84158100
081678-2 | Electrical box |  |  |  | 1 | 719.75 | 96.25 | 82.75 | 10 | 647.75 | 86.75 | 74.50 |  |  |  |  | 1000 | 500 | 500 | 3333 | FS 33446 - 081678-1 <br>RAL 1001 - 081678-2 <br>RAL 1014 - 081678-3 <br>RAL 2000 - 081678-4 <br>RAL 6014 - 081678-5 <br>RAL 6031 - 081678-6 | 84159000
086192-3 | Cover plate for electrical box |  |  |  | 1 | 848.50 | 113.50 | 97.50 | 10 | 763.75 | 102.25 | 87.75 |  |  |  |  | 270 | 230 | 100 | 3333 | FS 33446 - 086192-1 <br>RAL 1001 - 086192-2 <br>RAL 1014 - 086192-3 <br>RAL 2000 - 086192-4 <br>RAL 6014 - 086192-5 <br>RAL 6031 - 086192-6 | 84158100
481372 | Plastic insert for 1/4" plastic tube | 295250,099654,099586 |  |  | 1 | 7.56 | 1.01 | 0.87 | 10 | 6.05 | 0.80 | 0.69 |  |  |  |  | 100 | 10 | 10 | 10 |  | 39269097
501726 | Oil burner for VAM 40, without flange | 501720 | 4530-22-632-3900 |  | 1 | 5060.25 | 677.50 | 581.00 | 10 | 4554.25 | 609.75 | 523.00 |  |  |  |  | 400 | 290 | 310 | 7560 |  | 84159000
098441-1 | Back plate - lower |  |  |  | MSRP price PCS: 1; MSRP price DKK: 923.90; MSRP price EUR: 123.75; MSRP price GBP: 106.00 | 840 | 610 | 400 | 5000 | 098441-1 for MKII <BR> 098441-2 for MKIII | 84159000 | DK
055211-1 | Fan divider plate |  |  |  | 1 | 1560.50 | 209.00 | 179.20 | 10 | 1404.50 | 188.00 | 161.25 |  |  |  |  | 0 | 0 | 0 | 3333 |  | 84158100 | DK
091297-2 | Contactor, 9A |  |  |  | 1 | 812.00 | 108.70 | 93.25 | 10 | 730.75 | 97.75 | 84.00 |  |  |  |  | 110 | 90 | 60 | 3333 |  | 84159000
077238 | Hub cap 20 pcs. |  | 2530-22-611-5535 |  | 1 | 649.00 | 87.00 | 74.50 | 10 | 584.00 | 78.25 | 67.00 |  |  |  |  | 350 | 245 | 50 | 140 |  | 84159000
066558-1 | Hatch for controller AC-M18 w. manual |  |  |  | 1 | 1515.75 | 203.00 | 174.00 | 10 | 1364.25 | 182.75 | 156.50 |  |  |  |  | 580 | 385 | 11 | 1290 | 066558-1 is color "Desert" for units with control 086175<BR> 066558-2 is color "Desert" for units with control 040125<BR> 066558-3 is color "Desert" for units with control 046350<BR> 066558-4 is color RAL 6014 for units with control 040124<BR> 066558-5 is color RAL 6030 for units with control 086175<BR> | 84159000
081586-4 | Fan bridge for compressor |  | 4120-22-611-1279 |  | 1 | 582.50 | 78.00 | 67.00 | 10 | 524.25 | 70.25 | 60.25 |  |  |  |  | 710 | 343 | 35 | 3333 | FS 33446 - 081586-1 <br>RAL 1001 - 081586-2 <br>RAL 1014 - 081586-3 <br>RAL 2000 - 081586-4 <br>RAL 6014 - 081586-5 <br>RAL 6031 - 081586-6 | 84159000
068647-2 | Cover for air outlet |  |  |  | 1 | 967.75 | 129.50 | 111.25 | 10 | 871.00 | 116.50 | 100.25 |  |  |  |  | 500 | 500 | 50 | 1000 | 068647-1 is color FS 33446<BR> 068647-2 is color RAL 6014<BR> | 84159000 | DK
098596 | Lock washer M6, A4 |  | 5310-22-632-4414 |  | 1 | 383.00 | 51.50 | 44.00 | 10 | 344.75 | 46.25 | 39.50 |  |  |  |  | 150 | 100 | 50 | 3333 | 1 pcs contains 100 pcs | 84159000
081694 | Screw M6x16, brass, 10 pcs |  |  |  | 1 | 279.25 | 37.50 | 32.00 | 10 | 251.25 | 33.75 | 28.75 |  |  |  |  | 130 | 220 | 20 | 3333 |  | 84159000
098650 | Bag of all labels |  |  |  | MSRP price PCS: 1; MSRP price DKK: 964.50; MSRP price EUR: 129.25; MSRP price GBP: 110.75 | 0 | 0 | 0 | 3333 |  | 84159000 | DK
052453 | Coil for solenoid valve | 051923 |  |  | MSRP price PCS: 1; MSRP price DKK: 297.75; MSRP price EUR: 39.75; MSRP price GBP: 34.25 | 150 | 50 | 50 | 500 | with molded cable | 90321020 | CN
098922 | Hex cap screw, M6x20, brass |  | 5305-22-632-4303 |  | 1 | 425.50 | 57.00 | 49.00 | 10 | 383.00 | 51.25 | 44.00 |  |  |  |  | 190 | 100 | 70 | 700 | 1 pcs contains 100 pcs | 84159000
298951 | Fittings, hose lock rubber handle |  | 5340-22-616-3998 |  | 1 | 503.75 | 67.50 | 57.75 | 10 | 453.50 | 60.75 | 52.00 |  |  |  |  | 225 | 135 | 30 | 30 |  | 84159000 | DK
093912-2 | Endplate, evaporator, inlet |  |  |  | 1 | 881.50 | 118.00 | 101.20 | 10 | 793.25 | 106.25 | 91.00 |  |  |  |  | 760 | 700 | 50 | 3333 |  | 84158100
055627-2 | Handle, rear, right | 069856 |  |  | 1 | 793.75 | 106.25 | 91.25 | 10 | 714.50 | 95.75 | 82.25 |  |  |  |  | 480 | 190 | 70 | 320 | 055627-1 is color RAL 1021 <BR> 055627-2 is color RAL 2000<BR> 055627-3 is color RAL 6014<BR> 055627-4 is color RAL 6031<BR> | 84159000
076174-3 | Fixture, condenser 2 pcs. |  |  |  | 1 | 655.50 | 87.75 | 75.25 | 10 | 590.00 | 79.00 | 67.75 |  |  |  |  | 150 | 100 | 100 | 3333 | FS 33446 - 076174-1 <br>RAL 1001 - 076174-2 <br>RAL 1014 - 076174-3 <br>RAL 2000 - 076174-4 <br>RAL 6014 - 076174-5 <br>RAL 6031 - 076174-6 | 84159000
091278-2 | Bracket for compressor |  |  |  | 1 | 1240.50 | 166.00 | 142.50 | 10 | 1116.50 | 149.50 | 128.25 |  |  |  |  | 460 | 260 | 70 | 3333 |  | 84159000 | DK
095449 | Terminal block 870-574 |  | 5975-22-632-4287 |  | 1 | 459.00 | 64.50 | 52.70 | 10 | 413.00 | 58.00 | 47.50 |  |  |  |  | 190 | 100 | 70 | 3333 | 1 pcs contains 10 pcs | 84145935
086207 | Heating element |  | 4520-22-609-9711 |  | 1 | 768.75 | 103.00 | 88.25 | 10 | 692.00 | 92.75 | 79.50 |  |  |  |  | 320 | 230 | 55 | 510 | We recommend replacing all heaters at the same time | 84158100
086200 | Cable entry+nut PG16, 20 pcs |  |  |  | 1 | 463.00 | 62.00 | 53.00 | 10 | 416.75 | 55.75 | 47.75 |  |  |  |  | 230 | 230 | 110 | 3333 |  | 84158100
098515-1 | Recirculating pump, PQAm60230V 50Hz 1~ 10bar, 32 l/min, ambient temp -10° t |  |  |  | MSRP price PCS: 1; MSRP price DKK: 3780.00; MSRP price EUR: 506.00; MSRP price GBP: 434.00 | 235 | 235 | 245 | 5130 |  | 84158100 | IT
093281-2 | Phase surveillance Relay 280-440VAC |  |  |  | 1 | 1165.50 | 156.00 | 133.80 | 10 | 1049.00 | 140.50 | 120.50 |  |  |  |  | 150 | 100 | 50 | 3333 |  | 84158100
062670 | Gasket for heating element 10 pcs |  | 5330-22-611-2273 |  | 1 | 541.50 | 72.50 | 62.25 | 10 | 487.25 | 65.25 | 56.00 |  |  |  |  | 130 | 220 | 50 | 5 |  | 84159000
081586-6 | Fan bridge for compressor |  | 4120-22-611-1279 |  | 1 | 582.50 | 78.00 | 67.00 | 10 | 524.25 | 70.25 | 60.25 |  |  |  |  | 710 | 343 | 35 | 3333 | FS 33446 - 081586-1 <br>RAL 1001 - 081586-2 <br>RAL 1014 - 081586-3 <br>RAL 2000 - 081586-4 <br>RAL 6014 - 081586-5 <br>RAL 6031 - 081586-6 | 84159000
068623-2 | Cable grand |  |  |  | 1 | 742.50 | 99.50 | 85.25 | 10 | 668.25 | 89.50 | 76.75 |  |  |  |  | 225 | 140 | 30 | 20 |  | 84159000 | DK
094056-2 | Power lamp, green |  |  |  | 1 | 584.00 | 78.20 | 67.00 | 10 | 525.50 | 70.50 | 60.25 |  |  |  |  | 110 | 90 | 60 | 3333 |  | 84159000
081676 | Cable entry+nut PG16 , 20Pcs | 527030,527560 |  |  | 1 | 522.75 | 70.00 | 60.00 | 10 | 470.50 | 63.00 | 54.00 |  |  |  |  | 130 | 220 | 30 | 3333 |  | 84159000
088717 | Bag filter, M5, 287 x 592 x 520-3-25, plastic frame/glass fibre |  |  |  | MSRP price PCS: 1; MSRP price DKK: 672.00; MSRP price EUR: 89.96; MSRP price GBP: 77.15 | 0 | 0 | 0 | 3333 | <p>All DanX units are bespoke.<br /> To ensure 100% compatibility, please send unit serial or project number from&nbsp; type label to&nbsp;<a href="mailto:danx@dantherm.com">danx@dantherm.com</a>&nbsp;with your compatabillity request.&nbsp;</p> | 56031110 | DK
453161 | Hex head screw, M6 x 35, Nato green Zn |  | 5305-12-141-9849 |  | 1 | 5.25 | 0.75 | 0.50 | 10 | 4.75 | 0.75 | 0.50 |  |  |  |  | 100 | 100 | 70 | 5 |  | 73181582
098820-1 | Sideplate right/left |  |  |  | 1 | 823.75 | 110.25 | 94.75 | 10 | 741.50 | 99.25 | 85.25 |  |  |  |  | 150 | 100 | 10 | 4665 |  | 84159000
060144-3 | Control panel Ac-m7 without heat |  |  |  | 1 | 5542.25 | 742.00 | 636.25 | 10 | 4988.00 | 667.75 | 572.75 |  |  |  |  | 605 | 290 | 210 | 3333 | RAL 1001 - 060144-1 <br>RAL 1014 - 060144-2 <br>RAL 6014 - 060144-3 | 84159000
293742-4 | Heating element |  |  |  | 1 | 4755.00 | 636.50 | 546.00 | 10 | 4279.50 | 572.75 | 491.50 |  |  |  |  | 580 | 385 | 110 | 3380 | FS 33446 - 293742-1 <br>RAL 1001 - 293742-2 <br>RAL 1014 - 293742-3 <br>RAL 2000 - 293742-4 <br>RAL 6014 - 293742-5 <br>RAL 6031 - 293742-6 | 73229000 | DK
099358 | Electricalbox for compressor |  | 5975-22-632-5169 |  | 1 | 1490.00 | 199.50 | 171.25 | 10 | 1341.00 | 179.50 | 154.25 |  |  |  |  | 400 | 310 | 125 | 150 |  | 84145935
046681-3 | Box for heating element, top |  |  |  | 1 | 579.25 | 77.50 | 66.50 | 10 | 521.25 | 69.75 | 59.75 |  |  |  |  | 440 | 180 | 110 | 3333 | RAL 1001 - 046681-1 <br>RAL 1014 - 046681-2 <br>RAL 6014 - 046681-3 | 84159000
061565-1 | Box for heating element, bottom |  |  |  | 1 | 1004.75 | 134.50 | 115.25 | 10 | 904.25 | 121.00 | 103.75 |  |  |  |  | 480 | 220 | 300 | 3333 | RAL 1001 - 061565-1 <br>RAL 1014 - 061565-2 <br>RAL6014 - 061565-3 | 84159000
298973 | Refrigerant receiver + dry filter |  | 4130-22-616-3975 |  | 1 | 770.25 | 103.25 | 88.50 | 10 | 693.25 | 93.00 | 79.75 |  |  |  |  | 305 | 205 | 215 | 2180 |  | 84159000 | DK
094061-2 | Push button, grey |  |  |  | 1 | 639.50 | 85.70 | 73.50 | 10 | 575.50 | 77.25 | 66.25 |  |  |  |  | 190 | 100 | 70 | 3333 |  | 84159000
081614-3 | Air guiding platefor evaporator 2 pcs. |  |  |  | 1 | 791.75 | 106.00 | 91.00 | 10 | 712.50 | 95.50 | 82.00 |  |  |  |  | 320 | 220 | 50 | 3333 | FS 33446 - 081614-1 <br>RAL 1001 - 081614-2 <br>RAL 1014 - 081614-3 <br>RAL 6014 - 081614-4 <br>RAL 6031 - 081614-5 | 84159000
068746-2 | End plate, intake |  |  |  | 1 | 1875.00 | 251.00 | 215.25 | 10 | 1687.50 | 226.00 | 193.75 |  |  |  |  | 600 | 600 | 150 | 3000 | 068746-1 is color FS 33446 <BR> 068746-2 is color RAL 6014<BR> | 84159000 | DK
298957-4 | Condenser front grill |  |  |  | 1 | 3030.25 | 405.75 | 348.00 | 10 | 2727.25 | 365.25 | 313.25 |  |  |  |  | 725 | 650 | 45 | 1000 | 298957-1 is color "Desert"<BR> 298957-2 is color FS 34094<BR> 298957-3 is color RAL 6014<BR> 298957-4 is color RAL 6031<BR> 298957-5 is color RAL 9010<BR> | 84159000 | DK
098863 | Terminal Block cpl. |  | 5940-22-632-1726 |  | 1 | 647.75 | 86.75 | 74.50 | 10 | 583.00 | 78.00 | 67.00 |  |  |  |  | 222 | 162 | 92 | 200 |  | 84159000
093903-1 | Endeplate, electrical box | 091978 |  |  | 1 | 1143.50 | 153.10 | 131.30 | 10 | 1029.25 | 137.75 | 118.25 |  |  |  |  | 740 | 700 | 20 | 800 |  | 84158100
064278-9 | Condenser side plate |  |  |  | 1 | 1497.25 | 200.50 | 172.00 | 10 | 1347.50 | 180.50 | 154.75 |  |  |  |  | 1100 | 700 | 300 | 2810 | 064278-6 is color "Desert"<BR> 064278-7 is color RAL 6003<BR> 064278-8 is color RAL 6006<BR> 064278-9 is color RAL 6014<BR> 064278-10 is color RAL 6031<BR> 064278-11 is color RAL 9010 | 84159000 | DK
076174-4 | Fixture, condenser 2 pcs. |  |  |  | 1 | 655.50 | 87.75 | 75.25 | 10 | 590.00 | 79.00 | 67.75 |  |  |  |  | 150 | 100 | 100 | 3333 | FS 33446 - 076174-1 <br>RAL 1001 - 076174-2 <br>RAL 1014 - 076174-3 <br>RAL 2000 - 076174-4 <br>RAL 6014 - 076174-5 <br>RAL 6031 - 076174-6 | 84159000
068771 | Motor circuit breaker, compressor (Part of Q2) |  | 5925-22-623-3487 |  | 1 | 831.25 | 111.50 | 95.50 | 10 | 748.25 | 100.25 | 86.00 |  |  |  |  | 150 | 105 | 70 | 260 |  | 84159000 | DK
476910 | Spring lock washer, M8, ø8.1 x 14.8 x 2mm, FZB | 098515 |  |  | MSRP price PCS: 1; MSRP price DKK: 0.25; MSRP price EUR: 0.04; MSRP price GBP: 0.03 | 1000 | 14800 | 200 | 5 |  | 73182100
095592 | UK power supply cable with fuse | 098512 |  |  | MSRP price PCS: 1; MSRP price DKK: 114.25; MSRP price EUR: 15.25; MSRP price GBP: 13.25 | 200 | 200 | 20 | 50 |  | 85444290 | DK
298958-5 | Condenser side grill |  |  |  | 1 | 4565.00 | 611.25 | 524.25 | 10 | 4108.50 | 550.25 | 471.75 |  |  |  |  | 1060 | 730 | 115 | 1450 | 298958-1 is color "Desert"<BR> 298958-2 is color FS 34094<BR> 298958-3 is color RAL 6014<BR> 298958-4 is color RAL 6031<BR> 298958-5 is color RAL 9010<BR> | 84159000 | DK
086205 | Label set, 5 set |  |  |  | 1 | 704.00 | 94.25 | 80.75 | 10 | 633.50 | 84.75 | 72.75 |  |  |  |  | 130 | 220 | 50 | 3333 |  | 84158100
481597 | Water cooling coil, plate-type heat exchanger | 098449 |  |  | MSRP price PCS: 1; MSRP price DKK: 2509.75; MSRP price EUR: 336.00; MSRP price GBP: 288.25 | 0 | 0 | 0 | 2892 |  | 84159000 | SE
098504-1 | Control board, EC Temperature ,10V DC, Ambient Temp. -20 to +75°C, 2m NTC temperature sensor |  |  |  | MSRP price PCS: 1; MSRP price DKK: 1148.00; MSRP price EUR: 153.75; MSRP price GBP: 132.00 | 250 | 175 | 100 | 60 |  | 84159000 | UK
098585-3 | Fresh air inlet |  |  |  | 1 | 589.00 | 79.00 | 67.60 | 10 | 530.00 | 71.00 | 60.75 |  |  |  |  | 220 | 320 | 50 | 3333 |  | 84158100
066281 | Box, softstarter |  |  |  | 1 | 806.00 | 108.00 | 92.00 | 10 | 725.50 | 97.25 | 82.75 |  |  |  |  | 270 | 270 | 140 | 1065 |  | 84159000
081598 | Filter for evaporator |  | 4130-22-126-0524 |  | 1 | 133.50 | 18.00 | 15.25 | 10 | 120.25 | 16.25 | 13.75 |  |  |  |  | 355 | 295 | 55 | 110 |  | 84159000
481752 | Axial fan, 1.05 A, 0.14 kW, 1870 RPM | 098503 |  |  | MSRP price PCS: 1; MSRP price DKK: 2507.00; MSRP price EUR: 335.75; MSRP price GBP: 288.00 | 377 | 337 | 113 | 1500 |  | 84145925 | DK
093009-1 | Summer bypass shunt set |  |  |  | MSRP price PCS: 1; MSRP price DKK: 981.00; MSRP price EUR: 131.50; MSRP price GBP: 112.75 | 580 | 390 | 65 | 430 |  | 84158200
093816-2 | Cable for ground rod |  |  |  | 1 | 579.75 | 77.60 | 66.50 | 10 | 521.75 | 69.75 | 59.75 |  |  |  |  | 220 | 320 | 50 | 3333 |  | 84158100
060144-1 | Control panel Ac-m7 without heat |  |  |  | 1 | 5542.25 | 742.00 | 636.25 | 10 | 4988.00 | 667.75 | 572.75 |  |  |  |  | 605 | 290 | 210 | 3333 | RAL 1001 - 060144-1 <br>RAL 1014 - 060144-2 <br>RAL 6014 - 060144-3 | 84159000
010417 | Radial fan without housing , 24 V DC, R3G 310 |  |  |  | MSRP price PCS: 1; MSRP price DKK: 3941.50; MSRP price EUR: 528.00; MSRP price GBP: 452.50 | 480 | 480 | 480 | 3600 |  | 84145935 | DE
010418 | Radial fan, 48 V DC, 310mm |  |  |  | MSRP price PCS: 1; MSRP price DKK: 3691.50; MSRP price EUR: 494.50; MSRP price GBP: 424.00 | 320 | 320 | 160 | 4464 |  | 84145935 | DE
010726 | Distance bushing, stainless steel, ø12 x 1.5 x 36mm | 094691,037131,091326,091324 |  |  | MSRP price PCS: 1; MSRP price DKK: 18.76; MSRP price EUR: 2.51; MSRP price GBP: 2.15 | 50 | 1 | 1 | 1 |  | 84149000 | DK
010809 | Shaft extension 12 x 12 x 100 |  |  |  | MSRP price PCS: 1; MSRP price DKK: 231.75; MSRP price EUR: 31.02; MSRP price GBP: 26.61 | 100 | 11 | 11 | 110 | <p>All DanX units are bespoke.<br /> To ensure 100% compatibility, please send unit serial or project number from&nbsp; type label to&nbsp;<a href="mailto:danx@dantherm.com">danx@dantherm.com</a>&nbsp;with your compatabillity request.&nbsp;</p> | 73269098
012848 | Fan, radial, internal, 48 V DC |  |  |  | MSRP price PCS: 1; MSRP price DKK: 4377.75; MSRP price EUR: 586.75; MSRP price GBP: 502.75 | 480 | 480 | 480 | 6410 |  | 84159000 | DE
014609 | Modular jack coupler (RJ45) | 071014 |  |  | MSRP price PCS: 1; MSRP price DKK: 106.89; MSRP price EUR: 14.31; MSRP price GBP: 12.27 | 50 | 30 | 30 | 50 |  | 85369010 | DK
018092 | Sensor, temperature, outdoor |  |  |  | MSRP price PCS: 1; MSRP price DKK: 481.36; MSRP price EUR: 64.44; MSRP price GBP: 55.26 | 80 | 60 | 50 | 100 | <p>All DanX units are bespoke.<br /> To ensure 100% compatibility, please send unit serial or project number from&nbsp; type label to&nbsp;<a href="mailto:danx@dantherm.com">danx@dantherm.com</a>&nbsp;with your compatabillity request.&nbsp;</p> | 84159000
019464 | Hose, 3/4", 450mm |  |  |  | MSRP price PCS: 1; MSRP price DKK: 23.00; MSRP price EUR: 3.08; MSRP price GBP: 2.64 | 200 | 200 | 10 | 100 |  | 39173100
019483 | Push button, black rubber | 075483,560620 | 5930-22-611-9444 |  | MSRP price PCS: 1; MSRP price DKK: 76.00; MSRP price EUR: 10.25; MSRP price GBP: 8.75 | 10 | 10 | 10 | 5 |  | 84159000
026606 | Thermostatic valve, expansion | 064562,046167 |  |  | MSRP price PCS: 1; MSRP price DKK: 749.00; MSRP price EUR: 100.50; MSRP price GBP: 86.00 | 140 | 100 | 55 | 160 |  | 90321080 | DE
026607 | Valve, thermostatic valve | 046171,603969,038570 |  |  | MSRP price PCS: 1; MSRP price DKK: 749.00; MSRP price EUR: 100.50; MSRP price GBP: 86.00 | 130 | 100 | 50 | 162 |  | 90321080 | DE
026608 | Thermostatic valve | 038571 |  |  | MSRP price PCS: 1; MSRP price DKK: 563.75; MSRP price EUR: 75.50; MSRP price GBP: 64.75 | 140 | 110 | 60 | 255 |  | 90321080 | DE
026690 | Valve, solenoid valve, 1/4" | 036893,074558 |  |  | MSRP price PCS: 1; MSRP price DKK: 461.00; MSRP price EUR: 61.75; MSRP price GBP: 53.00 | 150 | 150 | 50 | 350 |  | 90321020 | DK
026691 | Valve, solenoid valve, 3/8" | 037136 |  |  | MSRP price PCS: 1; MSRP price DKK: 749.00; MSRP price EUR: 100.25; MSRP price GBP: 86.00 | 150 | 100 | 50 | 100 |  | 90321020 | DK
026692 | Coil for solenoid valve | 036740 |  |  | MSRP price PCS: 1; MSRP price DKK: 146.25; MSRP price EUR: 19.75; MSRP price GBP: 17.00 | 150 | 150 | 35 | 178 |  | 73229000 | DK
027634 | Dry filter, 1/4"-1/4" | 037105,064859 |  | OBSOLETE | MSRP price PCS: 1; MSRP price DKK: 93.00; MSRP price EUR: 12.50; MSRP price GBP: 10.75 | 126 | 20 | 20 | 54 | Item obsolete. For replacement see: 109008 | 84189990 | DK
028320 | Safety switch, 30 A | 031882 |  |  | MSRP price PCS: 1; MSRP price DKK: 229.25; MSRP price EUR: 30.75; MSRP price GBP: 26.50 | 10 | 10 | 10 | 20 |  | 85365080 | DK
028520 | Wiring, 230 V |  |  |  | MSRP price PCS: 1; MSRP price DKK: 314.25; MSRP price EUR: 42.00; MSRP price GBP: 36.00 | 10 | 10 | 50 | 165 |  | 85444290 | DK
029145 | Power supply cable 230 V, Schuko, 2.5m (white) | 031853 |  |  | MSRP price PCS: 1; MSRP price DKK: 85.00; MSRP price EUR: 11.50; MSRP price GBP: 10.00 | 200 | 200 | 50 | 245 |  | 84159000 | DK
029177 | Rotary compressor without accessories | 094693,036961 |  |  | MSRP price PCS: 1; MSRP price DKK: 1499.00; MSRP price EUR: 200.75; MSRP price GBP: 172.25 | 200 | 235 | 290 | 12420 |  | 84143020 | DK
029178 | Capacitor, 25µF | 037131,037107,036961,094688,094693 |  |  | MSRP price PCS: 1; MSRP price DKK: 149.25; MSRP price EUR: 20.00; MSRP price GBP: 17.25 | 110 | 45 | 45 | 135 |  | 84149000 | DK
029179 | Vibration damper, compressor | 036961,037107,091326,094693,071036,037131,094691,094824,094826,036971,091324 |  |  | MSRP price PCS: 1; MSRP price DKK: 28.50; MSRP price EUR: 3.80; MSRP price GBP: 3.25 | 37 | 31 | 31 | 26 |  | 40169300 | DK
029180 | Cover for compressor | 036961,091326,094693,094826,037107,037131,091324,094691,094824 |  |  | MSRP price PCS: 1; MSRP price DKK: 23.75; MSRP price EUR: 3.25; MSRP price GBP: 2.75 | 60 | 55 | 42 | 26 |  | 84149000 | DK
029181 | Gasket for cover for compressor | 094826,094693,091324,037131,036961,094824,094691,091326,037107 |  |  | MSRP price PCS: 1; MSRP price DKK: 40.00; MSRP price EUR: 5.50; MSRP price GBP: 4.75 | 63 | 58 | 1 | 4 |  | 84149000 | DK
029239 | Rubber washer, ø16/ø6/1 | 036961,094824,037107,037131,091326,094693,094826,091324,094691 |  |  | MSRP price PCS: 1; MSRP price DKK: 19.00; MSRP price EUR: 2.75; MSRP price GBP: 2.25 | 16 | 16 | 1 | 1 |  | 84149000 | SE
029241 | Rotary compressor, Mitsubishi | 037107 |  |  | MSRP price PCS: 1; MSRP price DKK: 1595.25; MSRP price EUR: 213.75; MSRP price GBP: 183.25 | 200 | 180 | 250 | 13200 |  | 84143020 | SE
029242 | Rotary compressor, Mitsubishi | 071036,091324,037131,094826,606228,091325 |  |  | MSRP price PCS: 1; MSRP price DKK: 1777.25; MSRP price EUR: 238.00; MSRP price GBP: 204.25 | 250 | 200 | 330 | 15400 | Limitation applies. Read description carefully if this replaces the obsolete compressor with item number: "606228" | 84143020 | SE
029243 | Capacitor, 35µF | 094822,091328,071041,094826,091324 |  |  | MSRP price PCS: 1; MSRP price DKK: 204.75; MSRP price EUR: 27.45; MSRP price GBP: 23.50 | 50 | 50 | 110 | 160 |  | 84149000 | SE
031123 | Transmission, notched belt "T5" 1215 x 10mm |  |  |  | MSRP price PCS: 1; MSRP price DKK: 268.25; MSRP price EUR: 36.00; MSRP price GBP: 30.75 | 0 | 0 | 0 | 23 |  | 84159000 | DK
031140 | Centrifugal fan (with housing) |  |  |  | MSRP price PCS: 1; MSRP price DKK: 1034.50; MSRP price EUR: 138.50; MSRP price GBP: 119.00 | 0 | 0 | 0 | 3031 |  | 84145935 | DE
031725-1 | Rotary heat exchanger |  |  |  | MSRP price PCS: 1; MSRP price DKK: 7930.75; MSRP price EUR: 1061.75; MSRP price GBP: 910.75 | 480 | 480 | 480 | 13140 |  | 84159000 | DK
031825-1 | Notched belt |  |  |  | MSRP price PCS: 1; MSRP price DKK: 565.50; MSRP price EUR: 75.70; MSRP price GBP: 65.00 | 225 | 135 | 30 | 20 |  | 84159000 | DK
031831-1 | Filter kit, 1x ISO C75% (G4) 1x ePM1 70% (F7) |  |  |  | 1 | 670.25 | 89.75 | 77.00 | 10 | 536.20 | 71.80 | 61.60 |  |  |  |  | 410 | 320 | 240 | 610 |  | 84159000 | DK
031852-1 | Front door |  |  |  | MSRP price PCS: 1; MSRP price DKK: 2067.00; MSRP price EUR: 276.75; MSRP price GBP: 237.50 | 1050 | 710 | 80 | 3000 |  | 84159000 | DK
031854-1 | Fan, complete |  |  |  | MSRP price PCS: 1; MSRP price DKK: 2139.00; MSRP price EUR: 286.50; MSRP price GBP: 245.75 | 280 | 275 | 155 | 1550 |  | 84159000 | DK
031859-1 | Antenna module |  |  |  | MSRP price PCS: 1; MSRP price DKK: 904.25; MSRP price EUR: 121.25; MSRP price GBP: 104.00 | 250 | 175 | 100 | 150 |  | 84159000 | DK
031878-1 | Control board with remote control |  |  |  | MSRP price PCS: 1; MSRP price DKK: 2454.75; MSRP price EUR: 302.00; MSRP price GBP: 259.00 | 320 | 185 | 90 | 340 |  | 84159000 | DK
031901 | Wheel, for CDT | 036731 |  |  | MSRP price PCS: 1; MSRP price DKK: 105.75; MSRP price EUR: 14.25; MSRP price GBP: 12.25 | 250 | 250 | 60 | 858 |  | 86071910 | DK
031902 | Hub cap RAL 7015 for wheel, CDT | 036731 |  |  | MSRP price PCS: 1; MSRP price DKK: 15.00; MSRP price EUR: 2.00; MSRP price GBP: 1.75 | 200 | 200 | 40 | 175 |  | 73229000 | DE
031903 | Moulded plastic, buffer black, CDT 20/30 | 036730 |  |  | MSRP price PCS: 1; MSRP price DKK: 83.43; MSRP price EUR: 11.25; MSRP price GBP: 9.75 | 250 | 100 | 90 | 102 |  | 39269097 | DK
031904 | Moulded plastic, buffer black, CDT 40/60 | 036983 |  |  | MSRP price PCS: 1; MSRP price DKK: 85.25; MSRP price EUR: 11.50; MSRP price GBP: 10.00 | 280 | 100 | 80 | 113 |  | 39269097 | DK
031905 | Moulded plastic, buffer black, CDT 90 | 037134 |  |  | MSRP price PCS: 1; MSRP price DKK: 96.50; MSRP price EUR: 13.00; MSRP price GBP: 11.25 | 350 | 100 | 90 | 130 |  | 39269097 | DK
032014 | Control board, base OHE1 |  |  |  | MSRP price PCS: 1; MSRP price DKK: 1525.00; MSRP price EUR: 204.25; MSRP price GBP: 175.00 | 0 | 0 | 0 | 90 |  | 85371091 | DK
032135 | Steel tubes, wheel axle for CDT 40/60 | 037094 |  |  | MSRP price PCS: 1; MSRP price DKK: 131.75; MSRP price EUR: 17.75; MSRP price GBP: 15.25 | 0 | 0 | 0 | 44 |  | 73269098 | DK
032297 | Pressostat, for low-pressure tubes |  | 5930-22-622-0348 | OBSOLETE | MSRP price PCS: 1; MSRP price DKK: 595.50; MSRP price EUR: 79.75; MSRP price GBP: 68.50 | 130 | 50 | 30 | 56 | Item obsolete. For replacement see: 108403 | 90322000 | DK
032360 | Moulded plastic, water container, CDT 40/60 | 036988 |  |  | MSRP price PCS: 1; MSRP price DKK: 593.00; MSRP price EUR: 79.50; MSRP price GBP: 68.25 | 428 | 245 | 288 | 1482 |  | 39269097 | DK
032403 | Lock, snap lock, white | 032805 |  |  | MSRP price PCS: 1; MSRP price DKK: 369.25; MSRP price EUR: 49.50; MSRP price GBP: 42.25 | 0 | 0 | 0 | 7 |  | 83014090
032606 | Plastic workpiece, water container complete, CDT 20/30/30 S | 036737 |  |  | MSRP price PCS: 1; MSRP price DKK: 486.50; MSRP price EUR: 65.25; MSRP price GBP: 55.75 | 320 | 240 | 240 | 994 |  | 39269097 | DK
032675 | Temperature sensor, 2600 mm cable | 517804,091141,072416,072416,036761,036761,517802 |  |  | MSRP price PCS: 1; MSRP price DKK: 41.00; MSRP price EUR: 5.50; MSRP price GBP: 4.75 | 50 | 80 | 20 | 100 |  | 84159000 | CN
032747 | Temperature sensor, without metal housing, length = 1.1m |  |  |  | MSRP price PCS: 1; MSRP price DKK: 30.50; MSRP price EUR: 4.25; MSRP price GBP: 3.50 | 150 | 150 | 50 | 17 |  | 84159000 | CN
032791-1 | PCB/controller |  |  |  | MSRP price PCS: 1; MSRP price DKK: 2788.00; MSRP price EUR: 373.25; MSRP price GBP: 320.25 | 250 | 175 | 100 | 380 |  | 84159000 | DK
032798-1 | Filter packet, 3 x 3 pcs. |  |  |  | MSRP price PCS: 1; MSRP price DKK: 817.50; MSRP price EUR: 109.50; MSRP price GBP: 94.00 | 390 | 295 | 325 | 586 |  | 84159000 | DK
032865 | Steel tubes, shaft for CDT 20/30/30S | 036844 |  |  | MSRP price PCS: 1; MSRP price DKK: 121.25; MSRP price EUR: 16.25; MSRP price GBP: 14.00 | 400 | 50 | 50 | 267 |  | 73269098 | DK
033003 | Bag filter, F7, synthetic |  |  |  | MSRP price PCS: 1; MSRP price DKK: 414.00; MSRP price EUR: 55.50; MSRP price GBP: 47.75 | 590 | 490 | 100 | 1254 |  | 84213925
033218 | FDO5265-105 (approx. 50mm at 75 kg) |  |  |  | MSRP price PCS: 1; MSRP price DKK: 909.00; MSRP price EUR: 121.75; MSRP price GBP: 104.50 | 50 | 50 | 78 | 300 | <p>All DanX units are bespoke.<br /> To ensure 100% compatibility, please send unit serial or project number from&nbsp; type label to&nbsp;<a href="mailto:danx@dantherm.com">danx@dantherm.com</a>&nbsp;with your compatabillity request.&nbsp;</p> | 84149000
033219 | FDO5265-126 (approx. 50mm at 100 kg) |  |  |  | MSRP price PCS: 1; MSRP price DKK: 637.20; MSRP price EUR: 85.50; MSRP price GBP: 73.25 | 50 | 50 | 60 | 300 | <p>All DanX units are bespoke.<br /> To ensure 100% compatibility, please send unit serial or project number from&nbsp; type label to&nbsp;<a href="mailto:danx@dantherm.com">danx@dantherm.com</a>&nbsp;with your compatabillity request.&nbsp;</p> | 84149000
034493 | FDO4054-056 (approx. 50mm at 18 kg) |  |  |  | MSRP price PCS: 1; MSRP price DKK: 594.00; MSRP price EUR: 79.25; MSRP price GBP: 68.25 | 50 | 50 | 60 | 110 | <p>All DanX units are bespoke.<br /> To ensure 100% compatibility, please send unit serial or project number from&nbsp; type label to&nbsp;<a href="mailto:danx@dantherm.com">danx@dantherm.com</a>&nbsp;with your compatabillity request.&nbsp;</p> | 84149000
034494 | FDO4054-084 (approx. 50mm at 26 kg) |  |  |  | MSRP price PCS: 1; MSRP price DKK: 594.00; MSRP price EUR: 79.75; MSRP price GBP: 68.25 | 55 | 50 | 50 | 150 | <p>All DanX units are bespoke.<br /> To ensure 100% compatibility, please send unit serial or project number from&nbsp; type label to&nbsp;<a href="mailto:danx@dantherm.com">danx@dantherm.com</a>&nbsp;with your compatabillity request.&nbsp;</p> | 84149000
035069 | Centrifugal fan (with housing), fan BasX 04 |  |  |  | MSRP price PCS: 1; MSRP price DKK: 5252.50; MSRP price EUR: 703.25; MSRP price GBP: 603.25 | 550 | 450 | 600 | 14500 | <p>All DanX units are bespoke.<br /> To ensure 100% compatibility, please send unit serial or project number from&nbsp; type label to&nbsp;<a href="mailto:danx@dantherm.com">danx@dantherm.com</a>&nbsp;with your compatabillity request.&nbsp;</p> | 84145935 | IT
035113 | Centrifugal fan (with housing) |  |  |  | MSRP price PCS: 1; MSRP price DKK: 7405.75; MSRP price EUR: 991.50; MSRP price GBP: 850.50 | 700 | 700 | 600 | 26000 | <p>All DanX units are bespoke.<br /> To ensure 100% compatibility, please send unit serial or project number from&nbsp; type label to&nbsp;<a href="mailto:danx@dantherm.com">danx@dantherm.com</a>&nbsp;with your compatabillity request.&nbsp;</p> | 84145935 | IT
035133 | Cover for control box, CDT | 036729,036835 |  |  | MSRP price PCS: 1; MSRP price DKK: 638.50; MSRP price EUR: 85.50; MSRP price GBP: 73.50 | 200 | 155 | 30 | 126 |  | 39269097 | DK
035351 | Radial fan, 2.2 kW 400/690 V |  |  |  | MSRP price PCS: 1; MSRP price DKK: 7462.00; MSRP price EUR: 999.00; MSRP price GBP: 856.75 | 600 | 600 | 550 | 42000 | <p>All DanX units are bespoke.<br /> To ensure 100% compatibility, please send unit serial or project number from&nbsp; type label to&nbsp;<a href="mailto:danx@dantherm.com">danx@dantherm.com</a>&nbsp;with your compatabillity request.&nbsp;</p> | 84145935
035360 | Radial fan, 5.5 kW 400/690 V |  |  |  | MSRP price PCS: 1; MSRP price DKK: 14172.75; MSRP price EUR: 1897.50; MSRP price GBP: 1627.25 | 900 | 900 | 800 | 108000 | <p>All DanX units are bespoke.<br /> To ensure 100% compatibility, please send unit serial or project number from&nbsp; type label to&nbsp;<a href="mailto:danx@dantherm.com">danx@dantherm.com</a>&nbsp;with your compatabillity request.&nbsp;</p> | 84145935
035361 | Radial fan, 7.5 kW 400/690 V |  |  |  | MSRP price PCS: 1; MSRP price DKK: 14447.50; MSRP price EUR: 1934.25; MSRP price GBP: 1658.75 | 900 | 900 | 800 | 107000 | <p>All DanX units are bespoke.<br /> To ensure 100% compatibility, please send unit serial or project number from&nbsp; type label to&nbsp;<a href="mailto:danx@dantherm.com">danx@dantherm.com</a>&nbsp;with your compatabillity request.&nbsp;</p> | 84145935
035369 | Radial fan, 15 kW 400/690 V |  |  |  | MSRP price PCS: 1; MSRP price DKK: 29165.50; MSRP price EUR: 3904.50; MSRP price GBP: 3348.50 | 1050 | 1050 | 850 | 213000 | <p>All DanX units are bespoke.<br /> To ensure 100% compatibility, please send unit serial or project number from&nbsp; type label to&nbsp;<a href="mailto:danx@dantherm.com">danx@dantherm.com</a>&nbsp;with your compatabillity request.&nbsp;</p> | 84145935
035693 | Spacer ø12/ø9 x 33 | 036961 |  |  | MSRP price PCS: 1; MSRP price DKK: 33.75; MSRP price EUR: 4.50; MSRP price GBP: 4.00 | 33 | 12 | 12 | 10 |  | 84149000 | DK
035809 | Plastic label, label for control box, CDT | 036729 |  |  | MSRP price PCS: 1; MSRP price DKK: 37.17; MSRP price EUR: 5.00; MSRP price GBP: 4.50 | 170 | 130 | 10 | 10 |  | 48211010 | DK
035862 | Sheet filter, PPI 15, front grille, black, CDT | 036755 |  |  | MSRP price PCS: 1; MSRP price DKK: 44.25; MSRP price EUR: 6.00; MSRP price GBP: 5.00 | 330 | 273 | 15 | 40 |  | 84219990
035901 | Rotary compressor | 074558,036895 |  |  | MSRP price PCS: 1; MSRP price DKK: 1310.25; MSRP price EUR: 175.50; MSRP price GBP: 150.50 | 190 | 140 | 290 | 9410 |  | 84143020 | JP
035903 | Motor protection, compressor | 074558,036895 |  |  | MSRP price PCS: 1; MSRP price DKK: 39.15; MSRP price EUR: 5.25; MSRP price GBP: 4.50 | 25 | 25 | 30 | 10 |  | 84149000 | JP
035904 | Vibration damper, compressor | 036896,036895,074558 |  |  | MSRP price PCS: 1; MSRP price DKK: 15.00; MSRP price EUR: 2.00; MSRP price GBP: 2.00 | 27 | 27 | 23 | 12 |  | 40169300 | JP
035906 | Flange nut M5, compressor | 036895,074558 |  |  | MSRP price PCS: 1; MSRP price DKK: 5.00; MSRP price EUR: 0.75; MSRP price GBP: 0.50 | 20 | 20 | 15 | 5 |  | 84149000 | JP
035907 | Rubber washer, ø12.5/ø5.5/1mm | 054088,036895,074558 |  |  | MSRP price PCS: 1; MSRP price DKK: 56.00; MSRP price EUR: 7.50; MSRP price GBP: 6.50 | 12 | 12 | 1 | 1 |  | 84149000 | JP
035908 | Gasket, compressor | 074558,036895 |  |  | MSRP price PCS: 1; MSRP price DKK: 30.00; MSRP price EUR: 4.25; MSRP price GBP: 3.50 | 90 | 70 | 1 | 6 |  | 84149000 | JP
035910 | Accessory for compressor, spring | 036895 |  |  | MSRP price PCS: 1; MSRP price DKK: 21.00; MSRP price EUR: 3.00; MSRP price GBP: 2.50 | 26 | 26 | 12 | 1 |  | 84149000 | JP
035973 | Sheet filter, for front grille, CDT 40/40S | 036957 |  |  | MSRP price PCS: 1; MSRP price DKK: 55.00; MSRP price EUR: 7.50; MSRP price GBP: 6.50 | 430 | 310 | 15 | 62 |  | 84219990
036018 | Cable set, CDT 40 S unit | 037072,071058 |  |  | MSRP price PCS: 1; MSRP price DKK: 205.50; MSRP price EUR: 27.50; MSRP price GBP: 23.75 | 150 | 140 | 5 | 84 |  | 85444290 | DK
036082 | Rubber plate material, gasket for hour meter | 036729 |  |  | MSRP price PCS: 1; MSRP price DKK: 10.50; MSRP price EUR: 1.50; MSRP price GBP: 1.25 | 55 | 30 | 1 | 1 |  | 40169300 | DK
036120 | Capillary tube | 074558 |  |  | MSRP price PCS: 1; MSRP price DKK: 254.70; MSRP price EUR: 34.25; MSRP price GBP: 29.25 | 190 | 100 | 50 | 54 |  | 84159000 | DK
036442 | Lock washer, ø20, without cover | 036731 |  |  | MSRP price PCS: 1; MSRP price DKK: 7.00; MSRP price EUR: 1.00; MSRP price GBP: 1.00 | 20 | 20 | 1 | 10 |  | 73182100
036452 | Sheet filter, for front grille, CDT 60 | 037104 |  |  | MSRP price PCS: 1; MSRP price DKK: 75.45; MSRP price EUR: 10.25; MSRP price GBP: 8.75 | 430 | 385 | 15 | 74 |  | 84219990
036678 | Moulded plastic, threaded plug R1/2", black | 036845 |  |  | MSRP price PCS: 1; MSRP price DKK: 73.00; MSRP price EUR: 10.00; MSRP price GBP: 8.50 | 3 | 3 | 2 | 4 |  | 39269097 | DK
036733 | Water stop sensor |  |  |  | MSRP price PCS: 1; MSRP price DKK: 499.50; MSRP price EUR: 67.00; MSRP price GBP: 57.50 | 220 | 130 | 0 | 170 |  | 84159000 | DK
036741-11 | Front cover panel |  |  |  | MSRP price PCS: 1; MSRP price DKK: 1540.00; MSRP price EUR: 206.25; MSRP price GBP: 177.00 | 605 | 580 | 340 | 2880 |  | 84159000 | DK
036744-1 | Exhaust air grill |  |  |  | MSRP price PCS: 1; MSRP price DKK: 711.00; MSRP price EUR: 95.25; MSRP price GBP: 81.75 | 465 | 270 | 85 | 650 |  | 84159000 | DK
036760 | Steel tubes, wheel axle for CDT 90 | 037133 |  |  | MSRP price PCS: 1; MSRP price DKK: 142.25; MSRP price EUR: 19.25; MSRP price GBP: 16.50 | 625 | 45 | 45 | 429 |  | 73269098 | DK
036762-1 | Handle for transport |  |  |  | MSRP price PCS: 1; MSRP price DKK: 902.80; MSRP price EUR: 121.00; MSRP price GBP: 103.75 | 610 | 290 | 50 | 770 |  | 84159000 | DK
036833-1 | Diode for CDT |  |  |  | MSRP price PCS: 1; MSRP price DKK: 541.50; MSRP price EUR: 62.20; MSRP price GBP: 72.50 | 220 | 140 | 40 | 30 |  | 84159000 | DK
036833-2 | Diode for CDT |  |  |  | MSRP price PCS: 1; MSRP price DKK: 541.50; MSRP price EUR: 62.20; MSRP price GBP: 72.50 | 220 | 140 | 40 | 30 |  | 84159000 | DK
036849 | Sheet filter, for front grille, CDT 90 | 037128 |  |  | MSRP price PCS: 1; MSRP price DKK: 130.25; MSRP price EUR: 17.50; MSRP price GBP: 15.00 | 540 | 440 | 15 | 110 |  | 84219990
036894-1 | Front grille with filter |  |  |  | MSRP price PCS: 1; MSRP price DKK: 737.75; MSRP price EUR: 98.75; MSRP price GBP: 84.75 | 355 | 300 | 325 | 780 |  | 84159000 | DK
036956-1 | Front grille with filter |  |  |  | MSRP price PCS: 1; MSRP price DKK: 1136.00; MSRP price EUR: 152.25; MSRP price GBP: 130.50 | 515 | 420 | 100 | 1200 |  | 84159000 | DK
036959-1 | Handle for transport |  |  |  | MSRP price PCS: 1; MSRP price DKK: 937.80; MSRP price EUR: 125.75; MSRP price GBP: 107.75 | 689 | 387 | 22 | 950 |  | 84159000 | DK
036960-2 | Air discharge grille |  |  |  | MSRP price PCS: 1; MSRP price DKK: 986.25; MSRP price EUR: 132.25; MSRP price GBP: 113.25 | 513 | 336 | 12 | 1320 |  | 84159000 | DK
036986-4 | Front cover panel |  |  |  | MSRP price PCS: 1; MSRP price DKK: 1013.25; MSRP price EUR: 135.50; MSRP price GBP: 116.50 | 700 | 510 | 510 | 3930 |  | 84159000 | DK
037103-2 | Front grille with filter |  |  |  | MSRP price PCS: 1; MSRP price DKK: 1220.00; MSRP price EUR: 163.50; MSRP price GBP: 140.00 | 510 | 490 | 155 | 1380 |  | 84159000 | DK
037106-2 | Air discharge grille |  |  |  | MSRP price PCS: 1; MSRP price DKK: 889.00; MSRP price EUR: 119.00; MSRP price GBP: 102.00 | 600 | 340 | 15 | 1492 |  | 84159000 | DK
037110-3 | Front cover panel |  |  |  | MSRP price PCS: 1; MSRP price DKK: 1638.25; MSRP price EUR: 219.50; MSRP price GBP: 188.25 | 840 | 685 | 410 | 4250 |  | 84159000 | DK
037127-3 | Front grille with filter |  |  |  | MSRP price PCS: 1; MSRP price DKK: 0.00; MSRP price EUR: 0.00; MSRP price GBP: 0.00 | 550 | 450 | 80 | 3000 |  | 84159000 | DK
037130-1 | Air discharge grille |  |  |  | MSRP price PCS: 1; MSRP price DKK: 827.75; MSRP price EUR: 111.00; MSRP price GBP: 95.25 | 760 | 460 | 160 | 3720 |  | 84159000 | DK
037135-3 | Front cover panel, upper |  |  |  | MSRP price PCS: 1; MSRP price DKK: 1569.00; MSRP price EUR: 210.25; MSRP price GBP: 180.25 | 850 | 650 | 260 | 5420 |  | 84159000 | DK
037367 | Electric motor, RHX2-1212 VVX control and motor |  |  |  | MSRP price PCS: 1; MSRP price DKK: 5964.00; MSRP price EUR: 798.50; MSRP price GBP: 684.75 | 800 | 600 | 650 | 30000 | <p>All DanX units are bespoke.<br /> To ensure 100% compatibility, please send unit serial or project number from&nbsp; type label to&nbsp;<a href="mailto:danx@dantherm.com">danx@dantherm.com</a>&nbsp;with your compatabillity request.&nbsp;</p> | 85011093
037463 | Motor |  |  |  | MSRP price PCS: 1; MSRP price DKK: 7090.00; MSRP price EUR: 949.00; MSRP price GBP: 814.00 | 250 | 210 | 270 | 8300 |  | 84159000 | DK
037465 | Electric motor complete. Vent R/C 4 after 1.04.06 |  |  |  | MSRP price PCS: 1; MSRP price DKK: 7461.00; MSRP price EUR: 999.00; MSRP price GBP: 857.00 | 385 | 295 | 360 | 9240 |  | 84159000 | DK
037489 | Locking clip for hour meter | 036729,036827 |  |  | MSRP price PCS: 1; MSRP price DKK: 30.25; MSRP price EUR: 4.00; MSRP price GBP: 3.50 | 60 | 35 | 28 | 4 |  | 39269097
037773 | Clip for bulb, ø12/tube ø10 | 038570,038571,094684 |  |  | MSRP price PCS: 1; MSRP price DKK: 53.75; MSRP price EUR: 7.25; MSRP price GBP: 6.25 | 25 | 20 | 15 | 4 |  | 90321020
038049-1 | Filter frame for filter, summer |  |  |  | MSRP price PCS: 1; MSRP price DKK: 447.00; MSRP price EUR: 60.00; MSRP price GBP: 51.50 | 350 | 180 | 40 | 440 |  | 84159000 | DK
038052-1 | Filter frame for filter, winter |  |  |  | MSRP price PCS: 1; MSRP price DKK: 556.00; MSRP price EUR: 74.50; MSRP price GBP: 64.00 | 338 | 159 | 13 | 1000 |  | 84159000 | DK
038817 | Drip tray |  |  |  | MSRP price PCS: 1; MSRP price DKK: 1572.00; MSRP price EUR: 210.50; MSRP price GBP: 180.50 | 0 | 0 | 0 | 3333 |  | 84159000 | DK
038818-1 | Front cover panel, lower |  |  |  | MSRP price PCS: 1; MSRP price DKK: 835.50; MSRP price EUR: 112.00; MSRP price GBP: 96.00 | 0 | 0 | 0 | 3333 |  | 84159000 | DK
039089 | Fitting for wire and hose, hose spigot 1/2" | 046627 |  |  | MSRP price PCS: 1; MSRP price DKK: 40.25; MSRP price EUR: 5.50; MSRP price GBP: 4.75 | 100 | 50 | 50 | 50 |  | 84158300 | DK
039095 | Counter nut 1/2", brass | 038819 |  |  | MSRP price PCS: 1; MSRP price DKK: 32.50; MSRP price EUR: 4.50; MSRP price GBP: 3.75 | 50 | 50 | 50 | 50 |  | 74153300 | DK
039102 | Control panel, display FC 101 |  |  |  | MSRP price PCS: 1; MSRP price DKK: 625.00; MSRP price EUR: 83.75; MSRP price GBP: 72.00 | 100 | 75 | 30 | 60 | <p>All DanX units are bespoke.<br /> To ensure 100% compatibility, please send unit serial or project number from&nbsp; type label to&nbsp;<a href="mailto:danx@dantherm.com">danx@dantherm.com</a>&nbsp;with your compatabillity request.&nbsp;</p> | 85371091 | DK
039182 | Controller PCB | 036753 |  |  | MSRP price PCS: 1; MSRP price DKK: 2633.00; MSRP price EUR: 352.75; MSRP price GBP: 302.50 | 155 | 95 | 35 | 275 |  | 85371091 | DK
039705-1 | Front door |  |  |  | MSRP price PCS: 1; MSRP price DKK: 1538.50; MSRP price EUR: 206.00; MSRP price GBP: 176.75 | 605 | 580 | 340 | 3010 |  | 84159000 | DK
039900 | Frequency converter, 1.5 kW, 400 V |  |  |  | MSRP price PCS: 1; MSRP price DKK: 4122.25; MSRP price EUR: 552.00; MSRP price GBP: 473.50 | 0 | 0 | 0 | 2100 | <p>All DanX units are bespoke.<br /> To ensure 100% compatibility, please send unit serial or project number from&nbsp; type label to&nbsp;<a href="mailto:danx@dantherm.com">danx@dantherm.com</a>&nbsp;with your compatabillity request.&nbsp;</p> | 85044088
039901 | Frequency converter, 2.2 kW, 400 V |  |  |  | MSRP price PCS: 1; MSRP price DKK: 4356.00; MSRP price EUR: 583.25; MSRP price GBP: 500.25 | 0 | 0 | 0 | 3700 | <p>All DanX units are bespoke.<br /> To ensure 100% compatibility, please send unit serial or project number from&nbsp; type label to&nbsp;<a href="mailto:danx@dantherm.com">danx@dantherm.com</a>&nbsp;with your compatabillity request.&nbsp;</p> | 85044088
039902 | Frequency converter, 3 kW, 400 V |  |  |  | MSRP price PCS: 1; MSRP price DKK: 4699.75; MSRP price EUR: 629.25; MSRP price GBP: 539.75 | 0 | 0 | 0 | 3700 | <p>All DanX units are bespoke.<br /> To ensure 100% compatibility, please send unit serial or project number from&nbsp; type label to&nbsp;<a href="mailto:danx@dantherm.com">danx@dantherm.com</a>&nbsp;with your compatabillity request.&nbsp;</p> | 85044088
039903 | Frequency converter, 4 kW, 400 V |  |  |  | MSRP price PCS: 1; MSRP price DKK: 5200.25; MSRP price EUR: 696.25; MSRP price GBP: 597.25 | 0 | 0 | 0 | 3700 | <p>All DanX units are bespoke.<br /> To ensure 100% compatibility, please send unit serial or project number from&nbsp; type label to&nbsp;<a href="mailto:danx@dantherm.com">danx@dantherm.com</a>&nbsp;with your compatabillity request.&nbsp;</p> | 85044088
039904 | Frequency converter, 5.5 kW, 400 V |  |  |  | MSRP price PCS: 1; MSRP price DKK: 6212.25; MSRP price EUR: 831.75; MSRP price GBP: 713.25 | 0 | 0 | 0 | 6000 | <p>All DanX units are bespoke.<br /> To ensure 100% compatibility, please send unit serial or project number from&nbsp; type label to&nbsp;<a href="mailto:danx@dantherm.com">danx@dantherm.com</a>&nbsp;with your compatabillity request.&nbsp;</p> | 85044088
039905 | Frequency converter, 7.5 kW, 400 V |  |  |  | MSRP price PCS: 1; MSRP price DKK: 7790.75; MSRP price EUR: 1043.00; MSRP price GBP: 894.50 | 0 | 0 | 0 | 6000 | <p>All DanX units are bespoke.<br /> To ensure 100% compatibility, please send unit serial or project number from&nbsp; type label to&nbsp;<a href="mailto:danx@dantherm.com">danx@dantherm.com</a>&nbsp;with your compatabillity request.&nbsp;</p> | 85044088
039906 | Frequency converter, 11 kW, 400 V |  |  |  | MSRP price PCS: 1; MSRP price DKK: 9633.25; MSRP price EUR: 1289.75; MSRP price GBP: 1106.00 | 0 | 0 | 0 | 19000 | <p>All DanX units are bespoke.<br /> To ensure 100% compatibility, please send unit serial or project number from&nbsp; type label to&nbsp;<a href="mailto:danx@dantherm.com">danx@dantherm.com</a>&nbsp;with your compatabillity request.&nbsp;</p> | 85044088
039907 | Frequency converter, 15 kW, 400 V |  |  |  | MSRP price PCS: 1; MSRP price DKK: 11935.00; MSRP price EUR: 1597.25; MSRP price GBP: 1370.50 | 0 | 0 | 0 | 19000 | <p>All DanX units are bespoke.<br /> To ensure 100% compatibility, please send unit serial or project number from&nbsp; type label to&nbsp;<a href="mailto:danx@dantherm.com">danx@dantherm.com</a>&nbsp;with your compatabillity request.&nbsp;</p> | 85044088
039908 | Frequency converter, 18.5 kW, 400 V |  |  |  | MSRP price PCS: 1; MSRP price DKK: 14247.75; MSRP price EUR: 1907.50; MSRP price GBP: 1636.00 | 0 | 0 | 0 | 19000 | <p>All DanX units are bespoke.<br /> To ensure 100% compatibility, please send unit serial or project number from&nbsp; type label to&nbsp;<a href="mailto:danx@dantherm.com">danx@dantherm.com</a>&nbsp;with your compatabillity request.&nbsp;</p> | 85044088
039961 | Sensor with metal housing, 5m white cable | 039961 |  |  | MSRP price PCS: 1; MSRP price DKK: 97.50; MSRP price EUR: 13.25; MSRP price GBP: 11.50 | 120 | 70 | 404 | 100 | <p>All DanX units are bespoke.<br /> To ensure 100% compatibility, please send unit serial or project number from&nbsp; type label to&nbsp;<a href="mailto:danx@dantherm.com">danx@dantherm.com</a>&nbsp;with your compatabillity request.&nbsp;</p> | 84159000
039962 | Sensor, duct sensor NTC 20K TT-D-MOT-2 |  |  |  | MSRP price PCS: 1; MSRP price DKK: 588.00; MSRP price EUR: 78.75; MSRP price GBP: 67.75 | 200 | 110 | 80 | 110 | <p>All DanX units are bespoke.<br /> To ensure 100% compatibility, please send unit serial or project number from&nbsp; type label to&nbsp;<a href="mailto:danx@dantherm.com">danx@dantherm.com</a>&nbsp;with your compatabillity request.&nbsp;</p> | 90321080
040437 | Copper tubes, hot gas tubes 1/4" | 074558 |  |  | MSRP price PCS: 1; MSRP price DKK: 58.50; MSRP price EUR: 8.00; MSRP price GBP: 6.75 | 0 | 0 | 0 | 90 |  | 84159000
040575 | Condenser, 250 x 300 x 98mm | 036743,074558 |  |  | MSRP price PCS: 1; MSRP price DKK: 810.00; MSRP price EUR: 108.50; MSRP price GBP: 93.00 | 330 | 350 | 150 | 1670 |  | 84189910
040576 | Evaporator, 250 x 300 x 77mm | 074558,036743 |  |  | MSRP price PCS: 1; MSRP price DKK: 545.75; MSRP price EUR: 73.25; MSRP price GBP: 65.75 | 300 | 250 | 80 | 2690 |  | 84189910
040743 | Filter with filter grilles |  |  |  | MSRP price PCS: 1; MSRP price DKK: 1355.75; MSRP price EUR: 181.50; MSRP price GBP: 155.75 | 920 | 880 | 40 | 2880 |  | 84159000
041709 | Remote control |  |  |  | MSRP price PCS: 1; MSRP price DKK: 1238.25; MSRP price EUR: 165.75; MSRP price GBP: 142.25 | 190 | 105 | 90 | 108 |  | 73229000
041849 | Pressostat, low pressure | 087956,299000,099426,087956 |  |  | MSRP price PCS: 1; MSRP price DKK: 482.25; MSRP price EUR: 64.75; MSRP price GBP: 55.50 | 130 | 50 | 30 | 70 |  | 90322000 | DK
043081 | Sheet filter, PPI 15 filter, condenser |  | 4130-22-126-0523 |  | 1 | 100.00 | 13.50 | 11.50 | 10 | 90.00 | 12.25 | 10.25 |  |  |  |  | 430 | 320 | 30 | 130 |  | 84219990
043087 | Sheet filter, evaporator |  | 4130-22-126-0524 |  | 1 | 81.00 | 10.75 | 9.25 | 10 | 73.00 | 9.75 | 8.25 |  |  |  |  | 500 | 28 | 10 | 6 |  | 84219990
045718 | Accessories for cooling components, clip for bulb, ø12/tube ø12 | 094813,094814,094820 |  |  | MSRP price PCS: 1; MSRP price DKK: 12.25; MSRP price EUR: 1.75; MSRP price GBP: 1.50 | 20 | 15 | 20 | 6 |  | 90321020
045843-2 | Wall-mounting kit |  |  |  | MSRP price PCS: 1; MSRP price DKK: 482.50; MSRP price EUR: 64.75; MSRP price GBP: 55.50 | 580 | 385 | 110 | 980 |  | 84159000
045936 | Cable set, basic, CDT 20/30/30S/40/40S/60 | 036897,036989,037072 |  |  | MSRP price PCS: 1; MSRP price DKK: 416.00; MSRP price EUR: 55.75; MSRP price GBP: 47.75 | 0 | 0 | 0 | 3333 |  | 85444290
045937 | Cable set, basic, CDT 90 | 037137 |  |  | MSRP price PCS: 1; MSRP price DKK: 290.75; MSRP price EUR: 39.00; MSRP price GBP: 33.50 | 0 | 0 | 0 | 3333 |  | 85444290
045939 | Cable set, compressor CDT 20 |  |  |  | MSRP price PCS: 1; MSRP price DKK: 122.75; MSRP price EUR: 16.50; MSRP price GBP: 14.25 | 0 | 0 | 0 | 3333 |  | 85444290
045940 | Cable set for compressor CDT 30/30S | 036895,036897,074558 |  |  | MSRP price PCS: 1; MSRP price DKK: 422.50; MSRP price EUR: 56.75; MSRP price GBP: 48.50 | 150 | 150 | 40 | 170 |  | 85444290
045941 | Cable set, compressor CDT 40/40S/60 | 071057,037072,036989,071058 |  |  | MSRP price PCS: 1; MSRP price DKK: 99.50; MSRP price EUR: 13.50; MSRP price GBP: 11.50 | 170 | 170 | 50 | 76 |  | 85444290
045942 | Cable set, compressor CDT 90 | 037137,071063 |  |  | MSRP price PCS: 1; MSRP price DKK: 109.50; MSRP price EUR: 14.75; MSRP price GBP: 12.75 | 0 | 0 | 0 | 3333 |  | 85444290
046425 | Wound evaporator, cpl. | 198332 |  |  | MSRP price PCS: 1; MSRP price DKK: 1592.25; MSRP price EUR: 213.25; MSRP price GBP: 183.00 | 0 | 0 | 0 | 3333 |  | 76169990
046600-1 | Exhaust air grille |  |  |  | MSRP price PCS: 1; MSRP price DKK: 846.50; MSRP price EUR: 113.50; MSRP price GBP: 97.25 | 580 | 385 | 110 | 1590 |  | 84159000
046657 | Exhaust air grille |  |  |  | MSRP price PCS: 1; MSRP price DKK: 975.00; MSRP price EUR: 130.50; MSRP price GBP: 112.00 | 465 | 270 | 85 | 950 |  | 84159000
046949 | Filter grille, inner | 069365 |  |  | MSRP price PCS: 1; MSRP price DKK: 751.00; MSRP price EUR: 100.75; MSRP price GBP: 86.25 | 900 | 850 | 40 | 1300 |  | 84159000
051487 | Rotary compressor, 1RS102, 1.5 kW | 054088 |  |  | MSRP price PCS: 1; MSRP price DKK: 1460.50; MSRP price EUR: 195.50; MSRP price GBP: 167.70 | 0 | 0 | 0 | 7900 |  | 84143020 | CN
051714 | Coil for solenoid valve | 605440,290625 |  |  | MSRP price PCS: 1; MSRP price DKK: 151.75; MSRP price EUR: 20.50; MSRP price GBP: 17.50 | 77 | 56 | 63 | 260 |  | 84149000 | DK
051977 | Fan bearing, 2RS |  |  |  | MSRP price PCS: 1; MSRP price DKK: 121.50; MSRP price EUR: 16.50; MSRP price GBP: 14.50 | 20 | 20 | 7 | 12 | See tab "Description" to find a guide | 84149000 | DK
052399 | Heat exchanger enthalpy |  |  |  | MSRP price PCS: 1; MSRP price DKK: 7777.50; MSRP price EUR: 1041.25; MSRP price GBP: 893.00 | 0 | 0 | 0 | 3333 |  | 84159000 | DK
052707 | Capacitor, 20µF/450 V AC/50 Hz, S2 | 054088 |  |  | MSRP price PCS: 1; MSRP price DKK: 35.50; MSRP price EUR: 4.75; MSRP price GBP: 4.10 | 109 | 48 | 48 | 3333 |  | 85322200 | CN
052741 | Motor protection (051487) (B90-160-241E) | 054088 |  |  | MSRP price PCS: 1; MSRP price DKK: 39.15; MSRP price EUR: 5.25; MSRP price GBP: 4.50 | 0 | 0 | 0 | 3333 |  | 84149000 | DK
052752 | Vibration damper, compressor | 054088 |  |  | MSRP price PCS: 1; MSRP price DKK: 15.00; MSRP price EUR: 2.00; MSRP price GBP: 2.00 | 0 | 0 | 0 | 13 |  | 84149000 | DK
053089 | Gasket for compressor cover (051487, 051488 & 051489) | 054088 |  |  | MSRP price PCS: 1; MSRP price DKK: 30.00; MSRP price EUR: 4.25; MSRP price GBP: 3.50 | 0 | 0 | 0 | 3 |  | 84149000
053176 | Thermostatic valve, R454c, nozzle size 6 | 054100 |  |  | MSRP price PCS: 1; MSRP price DKK: 573.75; MSRP price EUR: 77.00; MSRP price GBP: 66.00 | 0 | 0 | 0 | 3333 |  | 84811019 | DK
053305 | Condenser, 250 x 300 x 98mm |  |  |  | MSRP price PCS: 1; MSRP price DKK: 833.75; MSRP price EUR: 111.65; MSRP price GBP: 95.75 | 0 | 0 | 0 | 2937 |  | 84189910 | DK
053307 | Cable set, compressor CDT 30/30S MKIII | 054096 |  |  | MSRP price PCS: 1; MSRP price DKK: 384.25; MSRP price EUR: 51.50; MSRP price GBP: 44.00 | 0 | 0 | 0 | 3333 |  | 85444290
053397 | Spacer, ø12 x 1.5mm, 27mm, A2 | 054088 |  |  | MSRP price PCS: 1; MSRP price DKK: 28.00; MSRP price EUR: 3.75; MSRP price GBP: 3.25 | 0 | 0 | 0 | 11 |  | 39269097 | DK
053786 | AC-M5 set-up and maintenance training, 4 hours |  |  |  | 1 | 6424.25 | 860.00 | 737.50 | 10 | 5781.75 | 774.00 | 663.75 |  |  |  |  | 0 | 0 | 0 | 3333 |  |  | DK
053787 | AC-M7 set-up and maintenance training, 4 hours |  |  |  | 1 | 6424.25 | 860.00 | 737.50 | 10 | 5781.75 | 774.00 | 663.75 |  |  |  |  | 0 | 0 | 0 | 3333 |  |  | DK
053788 | AC-M11 set-up and maintenance training, 4 hours |  |  |  | 1 | 6424.25 | 860.00 | 737.50 | 10 | 5781.75 | 774.00 | 663.75 |  |  |  |  | 0 | 0 | 0 | 3333 |  |  | DK
053789 | AC-M18 set-up and maintenance training, 4 hours |  |  |  | 1 | 6424.25 | 860.00 | 737.50 | 10 | 5781.75 | 774.00 | 663.75 |  |  |  |  | 0 | 0 | 0 | 3333 |  |  | DK
053790 | VAM 15 set-up and maintenance training, 8 hours |  |  |  | 1 | 12101.50 | 1620.00 | 1389.00 | 10 | 10891.25 | 1458.00 | 1250.00 |  |  |  |  | 0 | 0 | 0 | 3333 |  |  | DK
054088 | Complete compressor CDT 30/30S MK III w. accessories |  |  |  | MSRP price PCS: 1; MSRP price DKK: 3190.50; MSRP price EUR: 427.00; MSRP price GBP: 366.50 | 0 | 0 | 0 | 3333 |  | 84159000 | DK
054600 | Panel filter, ST11-ePM10 55%, 130/450/450 |  |  |  | 1 | 595.00 | 79.75 | 68.50 | 10 | 476.00 | 63.80 | 54.80 | 50 | 386.75 | 52.00 | 44.50 | 450 | 450 | 130 | 2302 |  | 56031110
055542 | Cooling circuit CDP 35 |  |  |  | 1 | 11577.00 | 1550.00 | 1329.25 | 3 | 10419.50 | 1395.00 | 1196.50 |  |  |  |  | 1000 | 370 | 700 | 32000 | Limitation applies. See description. | 84159000
055552 | Cooling circuit CDP | 172555 |  |  | 1 | 12602.25 | 1687.00 | 1447.00 | 3 | 11342.00 | 1518.50 | 1302.50 |  |  |  |  | 1320 | 365 | 700 | 40000 |  | 84159000
055553-1 | Cooling circuit CDP 65 | 172556 |  | OBSOLETE | MSRP price PCS: 1; MSRP price DKK: 14332.50; MSRP price EUR: 1918.75; MSRP price GBP: 1645.50 | 1850 | 370 | 700 | 53000 | Limitation applies. See description. | 84159000
055553-2 | Cooling circuit CDP 65 | 172556 |  |  | MSRP price PCS: 1; MSRP price DKK: 14332.50; MSRP price EUR: 1918.75; MSRP price GBP: 1645.50 | 1850 | 370 | 700 | 53000 | Limitation applies. See description. | 84159000
058107 | Sheet filter, PPI 15, CDP 65 | 171752,074582 |  |  | MSRP price PCS: 1; MSRP price DKK: 122.50; MSRP price EUR: 16.50; MSRP price GBP: 14.25 | 320 | 120 | 60 | 70 |  | 84219990
058108 | Sheet filter, PPI, CDP 35 | 171754,074584 |  |  | MSRP price PCS: 1; MSRP price DKK: 29.00; MSRP price EUR: 4.00; MSRP price GBP: 3.50 | 395 | 120 | 15 | 24 |  | 84219990
058109 | Sheet filter, PPI 15, CDP 45 | 171753,066487 |  |  | MSRP price PCS: 1; MSRP price DKK: 43.25; MSRP price EUR: 6.00; MSRP price GBP: 5.00 | 350 | 120 | 30 | 36 |  | 84219990
059847 | Sensor, humidity sensor, 480mm | 062061 |  |  | MSRP price PCS: 1; MSRP price DKK: 715.50; MSRP price EUR: 96.00; MSRP price GBP: 82.25 | 70 | 70 | 20 | 20 |  | 90319000 | DK
059848 | Patch panel, CP: IEC plug | 062062 |  |  | MSRP price PCS: 1; MSRP price DKK: 473.50; MSRP price EUR: 63.50; MSRP price GBP: 54.50 | 70 | 60 | 20 | 44 |  | 85371091 | CN
059849 | Filter reset button, FRB | 062064 |  |  | MSRP price PCS: 1; MSRP price DKK: 31.65; MSRP price EUR: 4.50; MSRP price GBP: 3.75 | 100 | 60 | 20 | 3333 |  | 85365080 | DK
060149 | Pre-assembled cable, for hygrostat plug, CDT |  |  |  | MSRP price PCS: 1; MSRP price DKK: 64.00; MSRP price EUR: 8.50; MSRP price GBP: 7.30 | 0 | 0 | 0 | 3333 |  | 85444210 | DK
060160 | Bushing, ø10/ø8.2 x 40mm, stainless steel |  |  |  | MSRP price PCS: 1; MSRP price DKK: 40.50; MSRP price EUR: 5.50; MSRP price GBP: 4.75 | 0 | 0 | 0 | 8 |  | 84149000 | DK
060596 | Pressure transmitter | 094721 |  |  | MSRP price PCS: 1; MSRP price DKK: 1942.25; MSRP price EUR: 260.25; MSRP price GBP: 223.00 | 100 | 80 | 40 | 500 |  | 90262020 | DK
060782 | Filter cover | 062694 |  |  | MSRP price PCS: 1; MSRP price DKK: 62.25; MSRP price EUR: 8.50; MSRP price GBP: 7.25 | 195 | 110 | 15 | 10 |  | 39201089 | CH
060911 | Filter cover | 062029 |  |  | MSRP price PCS: 1; MSRP price DKK: 56.00; MSRP price EUR: 7.75; MSRP price GBP: 6.50 | 215 | 115 | 16 | 12 |  | 39201089 | DK
060922 | Temperature sensor set | 062055 |  |  | MSRP price PCS: 1; MSRP price DKK: 264.00; MSRP price EUR: 35.35; MSRP price GBP: 30.35 | 140 | 140 | 15 | 46 |  | 85444290 | CN
061025 | Scroll compressor, 1 x 230 V |  |  |  | MSRP price PCS: 1; MSRP price DKK: 6297.00; MSRP price EUR: 843.00; MSRP price GBP: 723.00 | 500 | 300 | 300 | 41000 | <p>All DanX units are bespoke.<br /> To ensure 100% compatibility, please send unit serial or project number from&nbsp; type label to&nbsp;<a href="mailto:danx@dantherm.com">danx@dantherm.com</a>&nbsp;with your compatabillity request.&nbsp;</p> | 84143081 | DK
061033 | Rail for drip tray, 539 x 50mm | 062057 |  |  | MSRP price PCS: 1; MSRP price DKK: 70.25; MSRP price EUR: 9.50; MSRP price GBP: 8.25 | 0 | 0 | 0 | 106 |  | 39269097 | DK
061035 | Plastic shield for drip tray, 475 x 50mm | 062023 |  |  | MSRP price PCS: 1; MSRP price DKK: 66.75; MSRP price EUR: 9.00; MSRP price GBP: 7.75 | 0 | 0 | 0 | 94 |  | 39269097 | DK
061137 | Pre-assembled cable, Modbus cable with plugs, 700mm, MC700 | 062044 |  |  | MSRP price PCS: 1; MSRP price DKK: 115.25; MSRP price EUR: 15.50; MSRP price GBP: 13.25 | 0 | 0 | 0 | 3333 |  | 85444290 | DK
061138 | Pre-assembled cable, Modbus cable with plugs, 1.15m, MC1150 | 062046 |  |  | MSRP price PCS: 1; MSRP price DKK: 101.75; MSRP price EUR: 13.75; MSRP price GBP: 11.75 | 0 | 0 | 0 | 3333 |  | 85444290 | DK
061139 | Pre-assembled cable, Modbus cable with plugs, 1.6m, MC1600 | 070765,062054 |  |  | MSRP price PCS: 1; MSRP price DKK: 137.50; MSRP price EUR: 18.50; MSRP price GBP: 16.00 | 130 | 130 | 30 | 50 |  | 85444210 | CN
061154 | Pre-assembled cable, power supply cable, internal, 1.15m, P1150 | 062045 |  |  | MSRP price PCS: 1; MSRP price DKK: 61.25; MSRP price EUR: 8.25; MSRP price GBP: 7.25 | 100 | 100 | 25 | 76 |  | 85444290 | DK
061278 | draining connection |  |  |  | MSRP price PCS: 1; MSRP price DKK: 30.50; MSRP price EUR: 4.10; MSRP price GBP: 3.50 | 100 | 96 | 30 | 45 |  | 39269097 | DK
061405 | Cover panel, bottom | 293609 |  |  | MSRP price PCS: 1; MSRP price DKK: 2262.95; MSRP price EUR: 303.00; MSRP price GBP: 260.00 | 0 | 0 | 0 | 3333 |  | 84159000
061703 | Scroll compressor, HRP 040 T4L P6 |  |  |  | MSRP price PCS: 1; MSRP price DKK: 6337.50; MSRP price EUR: 848.50; MSRP price GBP: 727.50 | 0 | 0 | 0 | 3333 | <p>All DanX units are bespoke.<br /> To ensure 100% compatibility, please send unit serial or project number from&nbsp; type label to&nbsp;<a href="mailto:danx@dantherm.com">danx@dantherm.com</a>&nbsp;with your compatabillity request.&nbsp;</p> | 84143081 | DK
062019-2 | Fan and bracket, ø133 mm | 097870 |  |  | MSRP price PCS: 1; MSRP price DKK: 1653.25; MSRP price EUR: 221.50; MSRP price GBP: 190.00 | 275 | 275 | 155 | 1178 |  | 84159000
062021-2 | Heat exchanger - 255mm - with insulation |  |  |  | MSRP price PCS: 1; MSRP price DKK: 1518.50; MSRP price EUR: 203.50; MSRP price GBP: 174.50 | 0 | 0 | 0 | 6500 |  | 84159000
062031-2 | Damper motor, 230 V AC, 800mm cable |  |  |  | MSRP price PCS: 1; MSRP price DKK: 844.00; MSRP price EUR: 113.00; MSRP price GBP: 97.00 | 195 | 110 | 90 | 206 |  | 84159000
062050-2 | Damper motor, 230 V AC, 1.2m cable |  |  |  | MSRP price PCS: 1; MSRP price DKK: 823.50; MSRP price EUR: 110.25; MSRP price GBP: 94.75 | 195 | 105 | 90 | 210 |  | 84159000
062059-1 | Control panel, HCP4 |  |  |  | MSRP price PCS: 1; MSRP price DKK: 1682.00; MSRP price EUR: 225.25; MSRP price GBP: 193.25 | 195 | 105 | 90 | 100 |  | 84159000
062060-2 | Controller PCB |  |  |  | MSRP price PCS: 1; MSRP price DKK: 1056.50; MSRP price EUR: 141.50; MSRP price GBP: 121.50 | 190 | 110 | 90 | 154 |  | 84159000
062218 | Condensate pump w/plate |  |  |  | MSRP price PCS: 1; MSRP price DKK: 3115.25; MSRP price EUR: 417.25; MSRP price GBP: 357.75 | 275 | 275 | 160 | 1805 |  | 84159000
062289 | Sheet filter, PPI 15 filter, evaporator |  |  |  | 1 | 143.50 | 19.25 | 16.50 | 10 | 129.25 | 17.25 | 14.75 |  |  |  |  | 405 | 385 | 15 | 76 |  | 84219990 | DK
062294-2 | Main controller |  |  |  | MSRP price PCS: 1; MSRP price DKK: 981.50; MSRP price EUR: 131.50; MSRP price GBP: 112.75 | 190 | 110 | 90 | 152 |  | 84159000
062826 | Panel filter, alu frame, 16/32 |  |  |  | MSRP price PCS: 1; MSRP price DKK: 3536.00; MSRP price EUR: 474.00; MSRP price GBP: 406.50 | 1205 | 515 | 67 | 2722 | <p>All DanX units are bespoke.<br /> To ensure 100% compatibility, please send unit serial or project number from&nbsp; type label to&nbsp;<a href="mailto:danx@dantherm.com">danx@dantherm.com</a>&nbsp;with your compatabillity request.&nbsp;</p> | 56031110 | DK
062831 | Evaporator, 320 x 44 x 275 | 064863,064562,036955,600018 |  |  | MSRP price PCS: 1; MSRP price DKK: 653.00; MSRP price EUR: 87.50; MSRP price GBP: 75.00 | 370 | 275 | 80 | 1255 |  | 84189910 | DK
062832 | Condenser, 320 x 66 x 275 | 036955,064863,600018 |  |  | MSRP price PCS: 1; MSRP price DKK: 953.00; MSRP price EUR: 127.75; MSRP price GBP: 109.50 | 380 | 275 | 150 | 2024 |  | 84189910 | DK
062868 | Lock cpl. with handles for door |  |  |  | MSRP price PCS: 1; MSRP price DKK: 1111.50; MSRP price EUR: 149.00; MSRP price GBP: 127.75 | 250 | 175 | 100 | 920 | <p>All DanX units are bespoke.<br /> To ensure 100% compatibility, please send unit serial or project number from&nbsp; type label to&nbsp;<a href="mailto:danx@dantherm.com">danx@dantherm.com</a>&nbsp;with your compatabillity request.&nbsp;</p> | 84158200
062882 | Panel filter, M5, with expanded surface area |  | 4120-22-620-1213 |  | 1 | 921.75 | 123.50 | 106.00 | 10 | 829.50 | 111.25 | 95.50 |  |  |  |  | 0 | 0 | 0 | 3333 |  | 56031110 | DK
063084-1 | Heat exchanger - 400mm - with insulation |  |  |  | MSRP price PCS: 1; MSRP price DKK: 2489.50; MSRP price EUR: 333.50; MSRP price GBP: 286.00 | 0 | 0 | 0 | 3333 |  | 84159000
063091 | Fan bracket | 046941,072410,175538 |  |  | MSRP price PCS: 1; MSRP price DKK: 63.75; MSRP price EUR: 8.75; MSRP price GBP: 7.50 | 0 | 0 | 0 | 104 |  | 73269098 | DK
063377-1 | Front door |  |  |  | MSRP price PCS: 1; MSRP price DKK: 1023.25; MSRP price EUR: 137.00; MSRP price GBP: 117.50 | 1200 | 730 | 100 | 4990 |  | 84159000
063446 | Filter kit, 1 x ISO C75% (G4) 1 x ePM1 70% (F7) |  |  |  | 1 | 292.00 | 39.00 | 33.50 | 10 | 233.60 | 31.20 | 26.80 | 120 | 190.00 | 25.40 | 21.80 | 300 | 185 | 110 | 682 |  | 84158300
063447 | Filter kit, 1 x ISO C75% (G4) 1 x ePM1 70% (F7) for HCV5 |  |  |  | 1 | 407.00 | 54.75 | 47.00 | 10 | 325.60 | 43.80 | 37.60 | 70 | 264.60 | 35.60 | 30.60 | 445 | 205 | 110 | 974 |  | 84158300
063448 | Filter kit, 1 x ISO C75% (G4) 1 x ePM1 70% (F7) |  |  |  | 1 | 429.50 | 57.50 | 50.00 | 10 | 343.60 | 46.00 | 40.00 | 70 | 279.20 | 37.40 | 32.50 | 455 | 225 | 110 | 1040 |  | 84158300
063449 | Filter kit, 1 x ISO C75% (G4) 1 x ePM1 70% (F7) |  |  |  | 1 | 516.00 | 69.00 | 59.50 | 10 | 412.80 | 55.20 | 47.60 | 40 | 335.40 | 44.90 | 38.70 | 650 | 220 | 110 | 1428 |  | 84158300
063468 | Filter kit, 2 x ISO C75% (G4) |  |  |  | 1 | 213.00 | 28.50 | 24.50 | 10 | 170.40 | 22.80 | 19.60 | 120 | 138.50 | 18.60 | 16.00 | 300 | 185 | 105 | 550 |  | 84158300
063469 | Filter kit, 2 x ISO C75% (G4) |  |  |  | 1 | 248.75 | 33.50 | 28.50 | 10 | 199.00 | 26.80 | 22.80 | 70 | 161.70 | 21.80 | 18.60 | 450 | 210 | 110 | 726 |  | 84158300
063470 | Filter kit, 2 x ISO C75% (G4) |  |  |  | 1 | 254.00 | 34.00 | 29.50 | 10 | 203.20 | 27.20 | 23.60 | 70 | 165.10 | 22.10 | 19.20 | 470 | 230 | 115 | 778 |  | 84158300
063471 | Filter kit, 2 x ISO C75% (G4) |  |  |  | 1 | 296.75 | 40.00 | 34.00 | 10 | 237.40 | 32.00 | 27.20 | 40 | 192.90 | 26.00 | 22.10 | 650 | 230 | 110 | 0 |  | 84158300
063863 | Sensor, duct sensor TG-K330 | 066622 |  |  | MSRP price PCS: 1; MSRP price DKK: 646.25; MSRP price EUR: 86.50; MSRP price GBP: 74.25 | 230 | 140 | 15 | 70 |  | 90321080 | DK
063864 | Sensor, tube sensor TG-A130 (frost protection) | 066619 |  |  | MSRP price PCS: 1; MSRP price DKK: 789.75; MSRP price EUR: 105.75; MSRP price GBP: 90.75 | 150 | 150 | 10 | 90 |  | 90321080 | DK
064562 | Evaporator kit |  |  |  | MSRP price PCS: 1; MSRP price DKK: 2274.00; MSRP price EUR: 304.50; MSRP price GBP: 261.50 | 480 | 480 | 170 | 1936 |  | 84159000
064607 | Duct sensor | 033672 |  |  | MSRP price PCS: 1; MSRP price DKK: 862.50; MSRP price EUR: 115.50; MSRP price GBP: 99.00 | 235 | 235 | 115 | 542 | <p>All DanX units are bespoke.<br /> To ensure 100% compatibility, please send unit serial or project number from&nbsp; type label to&nbsp;<a href="mailto:danx@dantherm.com">danx@dantherm.com</a>&nbsp;with your compatabillity request.&nbsp;</p> | 84158200
064867 | Thermo valve, TMX |  |  |  | MSRP price PCS: 1; MSRP price DKK: 2059.00; MSRP price EUR: 275.75; MSRP price GBP: 236.50 | 250 | 175 | 100 | 660 | <p>All DanX units are bespoke.<br /> To ensure 100% compatibility, please send unit serial or project number from&nbsp; type label to&nbsp;<a href="mailto:danx@dantherm.com">danx@dantherm.com</a>&nbsp;with your compatabillity request.&nbsp;</p> | 84159000
064961 | Electronic transformer, AC for 24 V AC |  |  |  | MSRP price PCS: 1; MSRP price DKK: 980.50; MSRP price EUR: 131.25; MSRP price GBP: 112.75 | 100 | 100 | 50 | 500 |  | 85043180 | DK
065052 | Finger screw, M6/15 | 036847 |  |  | MSRP price PCS: 1; MSRP price DKK: 10.25; MSRP price EUR: 1.50; MSRP price GBP: 1.25 | 0 | 0 | 0 | 110 |  | 66039010 | DK
065566 | Sensor, duct sensor TG-K300 | 066617 |  |  | MSRP price PCS: 1; MSRP price DKK: 637.50; MSRP price EUR: 85.50; MSRP price GBP: 73.25 | 230 | 140 | 15 | 70 | Please see description to find correct match of components/software. | 84159000 | DK
065758 | Distance bushing, ø10/8.2 x 26mm, stainless steel | 036895,074558 |  |  | MSRP price PCS: 1; MSRP price DKK: 28.00; MSRP price EUR: 3.75; MSRP price GBP: 3.25 | 0 | 0 | 0 | 6 |  | 84149000 | DK
066432 | Wire, flat cable, 150mm | 066485 |  |  | MSRP price PCS: 1; MSRP price DKK: 201.00; MSRP price EUR: 27.00; MSRP price GBP: 23.25 | 150000 | 150000 | 20000 | 3333 |  | 85444991 | DK
066786 | Electric motor, for rotary heat exchanger HRV 501 | 070851 |  |  | MSRP price PCS: 1; MSRP price DKK: 4515.00; MSRP price EUR: 604.50; MSRP price GBP: 518.50 | 145 | 90 | 120 | 1100 |  | 85011093 | DK
066794 | Radial fan, D-250mm, no casing, 750W, 1x230VAC, 50Hz, K3G250AV29B8 | 071034 |  |  | MSRP price PCS: 1; MSRP price DKK: 6854.75; MSRP price EUR: 917.75; MSRP price GBP: 787.00 | 330 | 330 | 270 | 9300 | <p>All DanX units are bespoke.<br /> To ensure 100% compatibility, please send unit serial or project number from&nbsp; type label to&nbsp;<a href="mailto:danx@dantherm.com">danx@dantherm.com</a>&nbsp;with your compatabillity request.&nbsp;</p> | 84145935 | DK
066812 | Evaporator, 400 x 585 x 44 | 071043 |  |  | MSRP price PCS: 1; MSRP price DKK: 2792.25; MSRP price EUR: 374.00; MSRP price GBP: 320.75 | 600 | 400 | 600 | 4000 |  | 84189910 | DK
066813 | Condenser, 400 x 565 x 65 | 071044 |  |  | MSRP price PCS: 1; MSRP price DKK: 3334.50; MSRP price EUR: 446.50; MSRP price GBP: 383.00 | 600 | 400 | 800 | 12000 |  | 84189910 | DK
067161 | Damper motor, spring-return actuator |  |  |  | MSRP price PCS: 1; MSRP price DKK: 1783.75; MSRP price EUR: 240.00; MSRP price GBP: 205.00 | 0 | 0 | 0 | 3333 |  | 85011010 | DK
067193 | Damper motor, rotary actuator with 2...10 V control voltage |  |  |  | MSRP price PCS: 1; MSRP price DKK: 1214.25; MSRP price EUR: 162.75; MSRP price GBP: 139.45 | 0 | 0 | 0 | 3333 |  | 85011010 | DK
067197 | Alarm and monitoring, differential pressure switch with on/off | 840020,095777 |  |  | MSRP price PCS: 1; MSRP price DKK: 285.25; MSRP price EUR: 38.25; MSRP price GBP: 32.75 | 0 | 0 | 0 | 240 |  | 85389091 | DK
067250 | Panel filter, G3/G4 | 068619 | 4130-22-623-3186 |  | 1 | 730.00 | 97.75 | 84.00 | 10 | 657.00 | 88.00 | 75.50 |  |  |  |  | 540 | 510 | 45 | 345 |  | 56031110 | DK
067313 | Control board, HCP4 | 062059 |  |  | MSRP price PCS: 1; MSRP price DKK: 1453.50; MSRP price EUR: 195.00; MSRP price GBP: 167.00 | 150 | 60 | 23 | 102 |  | 85371091 | DK
067320 | Damper motor, on-off rotary actuator |  |  |  | MSRP price PCS: 1; MSRP price DKK: 961.75; MSRP price EUR: 128.75; MSRP price GBP: 110.50 | 0 | 0 | 0 | 3333 |  | 85011010 | DK
067335 | Bag filter, M6 (F6) |  |  |  | MSRP price PCS: 1; MSRP price DKK: 471.00; MSRP price EUR: 63.00; MSRP price GBP: 54.00 | 480 | 390 | 150 | 770 |  | 56031310 | DK
067738 | Fan, 225mm, 48 V DC |  |  |  | MSRP price PCS: 1; MSRP price DKK: 1848.25; MSRP price EUR: 247.50; MSRP price GBP: 212.25 | 0 | 0 | 0 | 2500 |  | 84159000 | DK
067739 | Fan, 310mm, 48 V DC |  |  |  | MSRP price PCS: 1; MSRP price DKK: 2373.50; MSRP price EUR: 317.75; MSRP price GBP: 272.50 | 360 | 360 | 370 | 2880 |  | 84159000 | DK
067741 | Control board |  |  |  | MSRP price PCS: 1; MSRP price DKK: 1333.00; MSRP price EUR: 178.50; MSRP price GBP: 153.25 | 0 | 0 | 0 | 3333 |  | 84159000 | DK
067874 | Power supply cable | 087169 |  |  | MSRP price PCS: 1; MSRP price DKK: 107.25; MSRP price EUR: 14.50; MSRP price GBP: 12.50 | 150 | 90 | 50 | 238 |  | 84159000 | DK
067908 | Sensor, humidity sensor 1.15m | 070767 |  |  | MSRP price PCS: 1; MSRP price DKK: 730.50; MSRP price EUR: 98.00; MSRP price GBP: 84.00 | 0 | 0 | 0 | 150 |  | 90321080 | PL
067914 | Distance bushing, ø10/ø8.2 x 35mm, stainless steel | 293724,293737,602447 |  |  | MSRP price PCS: 1; MSRP price DKK: 62.75; MSRP price EUR: 8.50; MSRP price GBP: 7.25 | 35 | 12 | 12 | 8 |  | 84149000 | DK
068001 | Modulating actuator, 0-10 V, Optima Compact (DN10-DN32) |  |  |  | MSRP price PCS: 1; MSRP price DKK: 1167.75; MSRP price EUR: 156.50; MSRP price GBP: 134.00 | 0 | 0 | 0 | 3333 |  | 84818079 | DK
068016 | Overload protection RK5518 compressor | 293724,602441,602453 |  | OBSOLETE | MSRP price PCS: 1; MSRP price DKK: 153.75; MSRP price EUR: 20.75; MSRP price GBP: 17.75 | 80 | 27 | 27 | 3333 | Item obsolete. For replacement see item number: <a href="http://shop.dantherm.com/da-dk/produkter/reservedele/k%C3%B8lekredse/rotationskompressor-mitsubishi">029292</a> | 84149000 | DK
068375 | Control board, foil with buttons and diodes for controller | 071049 |  |  | MSRP price PCS: 1; MSRP price DKK: 432.00; MSRP price EUR: 58.00; MSRP price GBP: 49.75 | 175 | 140 | 2 | 30 |  | 85371091 | DK
068451 | Cover for control box, CDT | 071049 |  |  | MSRP price PCS: 1; MSRP price DKK: 79.00; MSRP price EUR: 10.75; MSRP price GBP: 9.25 | 0 | 0 | 0 | 127 |  | 39269097 | DK
068532 | Panel filter, F7 |  | 4130-22-623-3132 |  | 1 | 904.00 | 121.25 | 104.00 | 10 | 813.50 | 109.25 | 93.50 |  |  |  |  | 540 | 505 | 45 | 870 |  | 56031110 | DK
068607 | Electronic accessories, housing, RJ plug | 072418 |  |  | MSRP price PCS: 1; MSRP price DKK: 18.25; MSRP price EUR: 2.50; MSRP price GBP: 2.25 | 0 | 0 | 0 | 7 |  | 39269097 | DK
068832 | Insulating material, insulation for back, control box CDT 30/30S | 074558 |  |  | MSRP price PCS: 1; MSRP price DKK: 22.50; MSRP price EUR: 3.00; MSRP price GBP: 2.75 | 0 | 0 | 0 | 5 |  | 70199000 | DK
069897 | Sheet filter, PPI 15, CDP 45 |  |  |  | MSRP price PCS: 1; MSRP price DKK: 99.00; MSRP price EUR: 13.50; MSRP price GBP: 11.50 | 43 | 20 | 3 | 70 |  | 84219990
069899 | Sheet filter, PPI 15, CDP 65 |  |  |  | MSRP price PCS: 1; MSRP price DKK: 183.00; MSRP price EUR: 24.50; MSRP price GBP: 21.00 | 1425 | 200 | 60 | 136 |  | 84219990
069956-1 | Wall suspension brackets |  |  |  | MSRP price PCS: 1; MSRP price DKK: 232.75; MSRP price EUR: 31.25; MSRP price GBP: 26.75 | 0 | 0 | 0 | 985 |  | 84159000 | DK
069956-2 | Wall suspension brackets |  |  |  | MSRP price PCS: 1; MSRP price DKK: 232.75; MSRP price EUR: 31.25; MSRP price GBP: 26.75 | 0 | 0 | 0 | 985 |  | 84159000 | DK
069957-2 | Wall fittings |  |  |  | MSRP price PCS: 1; MSRP price DKK: 336.75; MSRP price EUR: 45.25; MSRP price GBP: 38.75 | 0 | 0 | 0 | 3333 |  | 84159000 | DK
069967 | Fittings for hygrostat Ral 7024 |  |  |  | MSRP price PCS: 1; MSRP price DKK: 126.75; MSRP price EUR: 17.00; MSRP price GBP: 14.75 | 0 | 0 | 0 | 50 |  | 73269098
069985-1 | Wall fittings |  |  |  | MSRP price PCS: 1; MSRP price DKK: 177.50; MSRP price EUR: 23.75; MSRP price GBP: 20.50 | 0 | 0 | 0 | 729 | 069985-1= RAL 7044 | 84159000 | DK
069998 | Sheet filter, PPI 15, CDP 35 |  |  |  | MSRP price PCS: 1; MSRP price DKK: 68.00; MSRP price EUR: 9.50; MSRP price GBP: 8.00 | 580 | 200 | 15 | 50 |  | 84219990
070441 | Copper tubes, suction tube 5/16" | 074558 |  |  | MSRP price PCS: 1; MSRP price DKK: 188.50; MSRP price EUR: 25.25; MSRP price GBP: 21.75 | 0 | 0 | 0 | 209 |  | 74122000 | DK
070466 | Cable 230 V AC Schuko/DK/IEC | 062063 |  |  | MSRP price PCS: 1; MSRP price DKK: 156.25; MSRP price EUR: 21.00; MSRP price GBP: 18.00 | 0 | 0 | 0 | 3333 |  | 85444290 | CN
070468 | Cable set, basic CDT 30/30S/40/40S/60 MKII | 071053,071057,071058,054096 |  |  | MSRP price PCS: 1; MSRP price DKK: 501.75; MSRP price EUR: 67.25; MSRP price GBP: 57.75 | 200 | 160 | 30 | 160 |  | 85444290 | DK
070478 | Power supply cable with Schuko plug, 3.5m | 072414 |  |  | MSRP price PCS: 1; MSRP price DKK: 125.50; MSRP price EUR: 17.00; MSRP price GBP: 14.50 | 0 | 0 | 0 | 261 |  | 84159000 | DK
070775-1 | Heat exchanger - 336mm - with insulation |  |  |  | MSRP price PCS: 1; MSRP price DKK: 1624.00; MSRP price EUR: 517.50; MSRP price GBP: 186.50 | 0 | 0 | 0 | 3333 |  | 84159000
070991 | Top cover plate, rain cover 500 x 503 x 159mm OD |  |  |  | MSRP price PCS: 1; MSRP price DKK: 476.00; MSRP price EUR: 63.75; MSRP price GBP: 54.75 | 500 | 550 | 180 | 2625 |  | 73269098
071015 | Honeywell MVC-80M-CPSW1A |  |  |  | MSRP price PCS: 1; MSRP price DKK: 4160.00; MSRP price EUR: 557.00; MSRP price GBP: 477.75 | 325 | 260 | 110 | 690 |  | 84159000
071016 | Handle with lock, cpl. |  |  |  | MSRP price PCS: 1; MSRP price DKK: 782.25; MSRP price EUR: 104.75; MSRP price GBP: 90.00 | 195 | 110 | 95 | 230 |  | 84159000
071017 | Handle without lock |  |  |  | MSRP price PCS: 1; MSRP price DKK: 642.25; MSRP price EUR: 86.00; MSRP price GBP: 73.75 | 195 | 110 | 95 | 190 |  | 84159000
071024 | Panel filter, M5/ePM10 70%, 675 x 375 |  |  |  | MSRP price PCS: 1; MSRP price DKK: 931.75; MSRP price EUR: 124.75; MSRP price GBP: 107.00 | 730 | 420 | 170 | 1720 |  | 56031110
071025 | Panel filter, F7 | 067163 |  |  | MSRP price PCS: 1; MSRP price DKK: 972.75; MSRP price EUR: 130.25; MSRP price GBP: 111.75 | 730 | 420 | 170 | 1842 |  | 56031110
071030 | Damper actuator with 2...10 V control voltage |  |  |  | MSRP price PCS: 1; MSRP price DKK: 1337.50; MSRP price EUR: 179.25; MSRP price GBP: 153.75 | 195 | 110 | 95 | 270 | <p>All DanX units are bespoke.<br /> To ensure 100% compatibility, please send unit serial or project number from&nbsp; type label to&nbsp;<a href="mailto:danx@dantherm.com">danx@dantherm.com</a>&nbsp;with your compatabillity request.&nbsp;</p> | 84159000
071045 | Valve, 3/8 x 1/2 x 1/4 |  |  |  | MSRP price PCS: 1; MSRP price DKK: 1515.00; MSRP price EUR: 203.00; MSRP price GBP: 174.00 | 220 | 160 | 100 | 500 |  | 90321080
071068 | Cable set, compressor CDT 30/30S | 071053 |  |  | MSRP price PCS: 1; MSRP price DKK: 371.50; MSRP price EUR: 49.75; MSRP price GBP: 42.75 | 200 | 160 | 45 | 150 |  | 85444290 | DK
071249 | Fittings for wire and hose, snap coupling nipple, 5-pole male, AL17.10, white |  |  |  | MSRP price PCS: 1; MSRP price DKK: 52.50; MSRP price EUR: 7.50; MSRP price GBP: 6.50 | 0 | 0 | 0 | 3333 |  | 73269098
071427 | Terminal block, 1.5-4mm², 12 poles, WPR |  |  |  | MSRP price PCS: 1; MSRP price DKK: 26.75; MSRP price EUR: 3.75; MSRP price GBP: 3.25 | 100 | 50 | 2 | 5 |  | 85369010
071514 | Bag filter, IF85 - F7 with loops |  |  |  | 1 | 1402.50 | 188.00 | 161.00 | 10 | 1122.00 | 150.50 | 129.00 | 100 | 912.00 | 122.50 | 105.00 | 0 | 0 | 0 | 3333 |  | 84213925
071515 | Bag filter, IF85 - F7 |  |  |  | 1 | 1240.00 | 166.00 | 142.50 | 10 | 992.00 | 133.00 | 114.00 | 100 | 806.00 | 108.00 | 93.00 | 0 | 0 | 0 | 3333 |  | 84213925
071516 | Bag filter, M6 (F6) |  |  |  | MSRP price PCS: 1; MSRP price DKK: 625.00; MSRP price EUR: 84.00; MSRP price GBP: 72.00 | 0 | 0 | 0 | 3333 |  | 84213925
072258-1 | Front grille w/filter |  |  |  | MSRP price PCS: 1; MSRP price DKK: 707.25; MSRP price EUR: 94.75; MSRP price GBP: 81.25 | 355 | 300 | 325 | 800 |  | 84159000
072258-2 | Front grille w/filter |  |  |  | MSRP price PCS: 1; MSRP price DKK: 707.25; MSRP price EUR: 94.75; MSRP price GBP: 81.25 | 355 | 300 | 325 | 800 |  | 84159000
072262-1 | Front grille w/filter |  |  |  | MSRP price PCS: 1; MSRP price DKK: 1031.75; MSRP price EUR: 138.25; MSRP price GBP: 118.50 | 510 | 490 | 155 | 1350 |  | 84159000
072390 | Spacer, for tension screw |  |  |  | MSRP price PCS: 1; MSRP price DKK: 385.00; MSRP price EUR: 51.75; MSRP price GBP: 44.25 | 0 | 0 | 0 | 285 | <p>All DanX units are bespoke.<br /> To ensure 100% compatibility, please send unit serial or project number from&nbsp; type label to&nbsp;<a href="mailto:danx@dantherm.com">danx@dantherm.com</a>&nbsp;with your compatabillity request.&nbsp;</p> | 84159000
072393 | Fitting, profile for motor, DanX 2/4 |  |  |  | MSRP price PCS: 1; MSRP price DKK: 285.50; MSRP price EUR: 38.25; MSRP price GBP: 33.00 | 0 | 0 | 0 | 1411 | <p>All DanX units are bespoke.<br /> To ensure 100% compatibility, please send unit serial or project number from&nbsp; type label to&nbsp;<a href="mailto:danx@dantherm.com">danx@dantherm.com</a>&nbsp;with your compatabillity request.&nbsp;</p> | 84159000
072400 | Spacer, fan |  |  |  | MSRP price PCS: 1; MSRP price DKK: 450.00; MSRP price EUR: 60.25; MSRP price GBP: 51.75 | 0 | 0 | 0 | 34 | <p>All DanX units are bespoke.<br /> To ensure 100% compatibility, please send unit serial or project number from&nbsp; type label to&nbsp;<a href="mailto:danx@dantherm.com">danx@dantherm.com</a>&nbsp;with your compatabillity request.&nbsp;</p> | 84159000
072403 | Condenser, h x l, 1000*800, MPE type 20mm, 35/50c, 4500m3/h |  |  |  | MSRP price PCS: 1; MSRP price DKK: 4549.75; MSRP price EUR: 609.10; MSRP price GBP: 522.40 | 930 | 880 | 20 | 5950 |  | 84189910 | DK
072406 | Relay, phase control | 075256 |  |  | MSRP price PCS: 1; MSRP price DKK: 1015.00; MSRP price EUR: 136.00; MSRP price GBP: 116.75 | 0 | 0 | 0 | 130 |  | 85364900 | DK
072412-1 | Main controller |  |  |  | MSRP price PCS: 1; MSRP price DKK: 1692.00; MSRP price EUR: 227.25; MSRP price GBP: 194.50 | 250 | 170 | 100 | 335 | Limitation applies. See description. | 84159000
072412-2 | Main controller |  |  |  | MSRP price PCS: 1; MSRP price DKK: 2124.75; MSRP price EUR: 284.50; MSRP price GBP: 244.00 | 250 | 170 | 100 | 335 | Limitation applies. See description. | 84159000
074558 | Cooling circuit complet CDT 30 |  |  |  | MSRP price PCS: 1; MSRP price DKK: 3604.25; MSRP price EUR: 482.50; MSRP price GBP: 414.00 | 0 | 0 | 0 | 13000 |  | 84159000
074567 | Cable duct, accessories |  |  |  | MSRP price PCS: 1; MSRP price DKK: 7.50; MSRP price EUR: 1.00; MSRP price GBP: 0.80 | 0 | 0 | 0 | 3333 |  | 40082900 | DK
074568 | Cable gasket, humidity/air sensor |  |  |  | MSRP price PCS: 1; MSRP price DKK: 28.00; MSRP price EUR: 3.75; MSRP price GBP: 3.25 | 0 | 0 | 0 | 7 |  | 40082900 | DK
074580 | Cable gasket for sensor |  |  |  | MSRP price PCS: 1; MSRP price DKK: 7.50; MSRP price EUR: 1.00; MSRP price GBP: 0.80 | 0 | 0 | 0 | 3333 |  | 40082900 | DK
074596 | Capillary tube with fittings, CDP - grey |  |  |  | MSRP price PCS: 1; MSRP price DKK: 789.00; MSRP price EUR: 105.75; MSRP price GBP: 91.00 | 340 | 240 | 20 | 70 |  | 84159000
074635 | Frequency converter, FC51 for Vent Complete |  |  |  | MSRP price PCS: 1; MSRP price DKK: 3486.00; MSRP price EUR: 466.65; MSRP price GBP: 400.25 | 280 | 275 | 155 | 1440 |  | 84159000
074685 | Insulating material, filter gasket | 077242 |  |  | MSRP price PCS: 1; MSRP price DKK: 20.00; MSRP price EUR: 2.75; MSRP price GBP: 2.25 | 163 | 50 | 20 | 4 |  | 70199000 | DK
074686 | Copper tubes, tube set 1/4" | 074849 |  |  | MSRP price PCS: 1; MSRP price DKK: 90.00; MSRP price EUR: 12.25; MSRP price GBP: 10.50 | 170 | 140 | 30 | 36 |  | 74122000 | DK
074804 | Plastic control housing | 077236 |  |  | MSRP price PCS: 1; MSRP price DKK: 118.00; MSRP price EUR: 16.00; MSRP price GBP: 13.75 | 0 | 0 | 0 | 3333 |  | 39269097 | DK
074871 | Relay, current relay | 074869 |  |  | MSRP price PCS: 1; MSRP price DKK: 525.00; MSRP price EUR: 70.50; MSRP price GBP: 60.50 | 0 | 0 | 0 | 3333 |  | 85364900 | DK
074873 | Relay, overload protection | 074870 |  |  | MSRP price PCS: 1; MSRP price DKK: 525.00; MSRP price EUR: 70.50; MSRP price GBP: 60.50 | 0 | 0 | 0 | 3333 |  | 85364900 | DK
074899 | Sensor, kit, temperature | 077243 |  |  | MSRP price PCS: 1; MSRP price DKK: 263.00; MSRP price EUR: 35.25; MSRP price GBP: 30.25 | 130 | 130 | 20 | 60 |  | 84159000 | CN
074921 | Fan, 225mm radial, 36 V DC |  |  |  | MSRP price PCS: 1; MSRP price DKK: 1884.75; MSRP price EUR: 252.50; MSRP price GBP: 216.50 | 280 | 275 | 155 | 1500 |  | 84159000
074922 | Fan, 310mm, 48 V DC |  |  |  | MSRP price PCS: 1; MSRP price DKK: 2404.00; MSRP price EUR: 322.00; MSRP price GBP: 276.25 | 360 | 360 | 360 | 3150 |  | 84159000
074923 | Control board, heat exchanger CC1 70 Rev2 |  |  |  | MSRP price PCS: 1; MSRP price DKK: 1266.00; MSRP price EUR: 169.50; MSRP price GBP: 145.50 | 220 | 160 | 90 | 82 |  | 84159000
074924 | Control board, heat exchanger 90 & 120 CC1 Rev2 |  |  |  | MSRP price PCS: 1; MSRP price DKK: 1273.75; MSRP price EUR: 170.50; MSRP price GBP: 146.25 | 250 | 175 | 100 | 80 |  | 84159000
075007 | Heating element, 600 W | 081188 |  |  | MSRP price PCS: 1; MSRP price DKK: 241.50; MSRP price EUR: 32.50; MSRP price GBP: 27.75 | 90 | 60 | 250 | 59 |  | 85168080 | DK
075008 | Heating element, 800 W | 081189 |  |  | MSRP price PCS: 1; MSRP price DKK: 450.00; MSRP price EUR: 60.25; MSRP price GBP: 51.75 | 250 | 80 | 60 | 70 |  | 85168080 | DK
075071 | Panel filter, ISO C60% (G4) | 077164 |  |  | 1 | 419.00 | 56.00 | 48.00 | 10 | 335.00 | 45.00 | 38.50 | 50 | 272.00 | 36.50 | 31.50 | 450 | 450 | 130 | 4240 |  | 56031110 | DK
075098 | Pre-assembled cable, power supply cable 230 V AC, 2.5m, white | 077237 |  |  | MSRP price PCS: 1; MSRP price DKK: 83.50; MSRP price EUR: 11.25; MSRP price GBP: 9.75 | 0 | 0 | 0 | 313 |  | 85444290 | CN
075197 | Rotary compressor | 081869 |  |  | MSRP price PCS: 1; MSRP price DKK: 3459.50; MSRP price EUR: 463.25; MSRP price GBP: 397.25 | 250 | 215 | 435 | 23485 |  | 84143020 | DK
075224 | Evaporator, 525 x 735 x 44 | 081871 |  |  | MSRP price PCS: 1; MSRP price DKK: 3726.75; MSRP price EUR: 499.00; MSRP price GBP: 428.00 | 800 | 600 | 60 | 4500 |  | 84189910 | DK
075225 | Condenser, 525 x 745 x 65 |  |  |  | MSRP price PCS: 1; MSRP price DKK: 4277.75; MSRP price EUR: 572.75; MSRP price GBP: 491.25 | 800 | 750 | 70 | 4000 |  | 84189910 | DK
075250 | Condenser fan EC 230V |  |  |  | MSRP price PCS: 1; MSRP price DKK: 16088.00; MSRP price EUR: 2153.75; MSRP price GBP: 1847.00 | 750 | 750 | 360 | 9700 |  | 84159000 | DE
075252 | Compressor, 3/400 V/50 Hz |  |  |  | MSRP price PCS: 1; MSRP price DKK: 9107.50; MSRP price EUR: 1219.25; MSRP price GBP: 1045.75 | 330 | 330 | 510 | 40000 |  | 84159000
075255 | CC4 controller w. software config. for Combo |  |  |  | MSRP price PCS: 1; MSRP price DKK: 3047.50; MSRP price EUR: 408.00; MSRP price GBP: 350.00 | 245 | 170 | 100 | 168 |  | 84159000
075263 | Damper motor, DC 48 - 110 V, 50/60 Hz | 075254 |  |  | MSRP price PCS: 1; MSRP price DKK: 1354.00; MSRP price EUR: 181.25; MSRP price GBP: 155.50 | 0 | 0 | 0 | 700 |  | 85011010 | DK
075621 | Valve, 3/8 x 1/2 x 1/4 |  |  |  | MSRP price PCS: 1; MSRP price DKK: 1685.00; MSRP price EUR: 225.75; MSRP price GBP: 193.50 | 245 | 170 | 95 | 442 | <p>All DanX units are bespoke.<br /> To ensure 100% compatibility, please send unit serial or project number from&nbsp; type label to&nbsp;<a href="mailto:danx@dantherm.com">danx@dantherm.com</a>&nbsp;with your compatabillity request.&nbsp;</p> | 90321080
075752 | Hose, tube kit with 1m tube and 1 hose clip | 086697 |  |  | MSRP price PCS: 1; MSRP price DKK: 95.00; MSRP price EUR: 12.75; MSRP price GBP: 11.00 | 300 | 300 | 25 | 88 |  | 39173100 | DK
075998 | Cable set, alarm signal plug | 087959 |  |  | MSRP price PCS: 1; MSRP price DKK: 53.00; MSRP price EUR: 7.25; MSRP price GBP: 6.25 | 0 | 0 | 0 | 3333 |  | 85444290 | DK
077022 | Controller with remote |  |  |  | MSRP price PCS: 1; MSRP price DKK: 2040.00; MSRP price EUR: 273.00; MSRP price GBP: 234.25 | 320 | 185 | 90 | 340 |  | 84159000
077068 | Coil 24 V/50 Hz/6 W | 077188 |  |  | MSRP price PCS: 1; MSRP price DKK: 359.75; MSRP price EUR: 48.25; MSRP price GBP: 41.50 | 0 | 0 | 0 | 118 |  | 84135080 | DK
077148 | Antenna | 090658,090658 |  |  | MSRP price PCS: 1; MSRP price DKK: 154.00; MSRP price EUR: 20.75; MSRP price GBP: 17.75 | 156 | 14 | 14 | 20 |  | 85291069 | DK
077159 | CC4 controller, Flexibox 460 |  |  |  | MSRP price PCS: 1; MSRP price DKK: 3048.25; MSRP price EUR: 408.25; MSRP price GBP: 350.00 | 250 | 175 | 100 | 160 |  | 84159000
077161 | Fan |  |  |  | MSRP price PCS: 1; MSRP price DKK: 4057.00; MSRP price EUR: 543.00; MSRP price GBP: 465.75 | 360 | 360 | 360 | 4490 |  | 84159000
077213 | E-PROM (empty), SD card, minimum 2 GB |  |  |  | MSRP price PCS: 1; MSRP price DKK: 214.50; MSRP price EUR: 28.75; MSRP price GBP: 24.75 | 31 | 24 | 2 | 1 |  | 85423255 | DK
077229-2 | EPS cover kit |  |  |  | MSRP price PCS: 1; MSRP price DKK: 787.75; MSRP price EUR: 105.50; MSRP price GBP: 90.50 | 770 | 470 | 170 | 430 |  | 84159000
077230-2 | EPS cover kit |  |  |  | MSRP price PCS: 1; MSRP price DKK: 617.00; MSRP price EUR: 82.75; MSRP price GBP: 71.00 | 740 | 620 | 165 | 510 |  | 84159000
077231-2 | By-pass motor without cable |  |  |  | MSRP price PCS: 1; MSRP price DKK: 863.75; MSRP price EUR: 115.75; MSRP price GBP: 99.25 | 195 | 110 | 90 | 150 |  | 84159000 | CH
077234-6 | Controller, main |  |  |  | MSRP price PCS: 1; MSRP price DKK: 2185.50; MSRP price EUR: 292.75; MSRP price GBP: 251.00 | 235 | 235 | 115 | 320 |  | 84159000 | DK
077245-2 | Heat exchanger, alu |  |  |  | MSRP price PCS: 1; MSRP price DKK: 2559.00; MSRP price EUR: 342.75; MSRP price GBP: 294.00 | 600 | 570 | 320 | 3333 |  | 84159000
077246-2 | Heat exchanger, 550mm, | 077244 |  |  | MSRP price PCS: 1; MSRP price DKK: 3174.00; MSRP price EUR: 425.00; MSRP price GBP: 364.50 | 680 | 680 | 480 | 3333 |  | 84159000
077256 | Soft-start unit | 075257 |  |  | MSRP price PCS: 1; MSRP price DKK: 3714.50; MSRP price EUR: 497.50; MSRP price GBP: 426.50 | 0 | 0 | 0 | 462 |  | 85429000 | DK
081150-2 | Service kit HCV / w units |  |  |  | MSRP price PCS: 1; MSRP price DKK: 1387.25; MSRP price EUR: 185.75; MSRP price GBP: 159.25 | 350 | 240 | 135 | 545 |  | 84159000
081150-3 | Service kit HCV / w units |  |  |  | MSRP price PCS: 1; MSRP price DKK: 1387.25; MSRP price EUR: 185.75; MSRP price GBP: 159.25 | 350 | 240 | 135 | 545 |  | 84159000
081154 | Filter AC-M5 W (576x358) | 043066 | 4130-22-611-1781 |  | 1 | 136.25 | 18.25 | 15.75 | 10 | 122.75 | 16.50 | 14.25 |  |  |  |  | 625 | 435 | 30 | 90 |  | 84159000
081155 | Filter AC-M5 W (375x358) | 043069 | 4130-22-611-1785 |  | MSRP price PCS: 1; MSRP price DKK: 92.50; MSRP price EUR: 12.50; MSRP price GBP: 10.75 | 355 | 295 | 55 | 60 |  | 84159000
081802 | Condensate pump | 062218,081894 |  |  | 1 | 1865.00 | 249.75 | 214.25 | 10 | 1679.00 | 224.75 | 192.75 |  |  |  |  | 200 | 100 | 90 | 1230 |  | 84135080 | DK
081813 | Cable set for bypass motor, 735mm | 092130 |  |  | MSRP price PCS: 1; MSRP price DKK: 100.00; MSRP price EUR: 13.50; MSRP price GBP: 11.50 | 0 | 0 | 0 | 3333 |  | 85444210 | DK
081862 | Panel filter, M5/ePM10 70%, 785 x 500 |  |  |  | MSRP price PCS: 1; MSRP price DKK: 1364.00; MSRP price EUR: 182.75; MSRP price GBP: 156.75 | 810 | 625 | 170 | 2664 | <p>All DanX units are bespoke.<br /> To ensure 100% compatibility, please send unit serial or project number from&nbsp; type label to&nbsp;<a href="mailto:danx@dantherm.com">danx@dantherm.com</a>&nbsp;with your compatabillity request.&nbsp;</p> | 56031110
081863 | Fresh air filter, F7/ePM1 55%, 785x500x48 |  |  |  | MSRP price PCS: 1; MSRP price DKK: 1314.00; MSRP price EUR: 176.00; MSRP price GBP: 151.00 | 810 | 630 | 170 | 2702 | <p>All DanX units are bespoke.<br /> To ensure 100% compatibility, please send unit serial or project number from&nbsp; type label to&nbsp;<a href="mailto:danx@dantherm.com">danx@dantherm.com</a>&nbsp;with your compatabillity request.&nbsp;</p> | 84159000
081867 | EC fan DanX 3 |  |  |  | MSRP price PCS: 1; MSRP price DKK: 10509.25; MSRP price EUR: 1407.00; MSRP price GBP: 1206.75 | 480 | 480 | 490 | 18430 |  | 84159000
081873 | Expansion valve |  |  |  | MSRP price PCS: 1; MSRP price DKK: 1826.75; MSRP price EUR: 244.50; MSRP price GBP: 209.75 | 195 | 110 | 95 | 350 |  | 84159000
084072 | Bracket, fan bracket | 072398,032880,072410,032854 | 5340-22-615-5765 |  | MSRP price PCS: 1; MSRP price DKK: 20.75; MSRP price EUR: 2.75; MSRP price GBP: 2.50 | 110 | 40 | 20 | 38 |  | 84159000
084076 | Bracket, fan bracket | 032880,072398 | 5340-22-611-2281 |  | MSRP price PCS: 1; MSRP price DKK: 78.50; MSRP price EUR: 10.75; MSRP price GBP: 9.25 | 380 | 170 | 100 | 227 |  | 84159000
084286 | Sheet filter, PPI 15 |  |  |  | MSRP price PCS: 1; MSRP price DKK: 58.00; MSRP price EUR: 8.00; MSRP price GBP: 7.00 | 420 | 185 | 13 | 34 |  | 84219990
084753 | Rail for compressor |  |  |  | MSRP price PCS: 1; MSRP price DKK: 91.75; MSRP price EUR: 12.50; MSRP price GBP: 10.75 | 0 | 0 | 0 | 247 |  | 73269098
084767-1 | Wall suspension bar |  |  |  | MSRP price PCS: 1; MSRP price DKK: 142.00; MSRP price EUR: 19.00; MSRP price GBP: 16.25 | 0 | 0 | 0 | 405 |  | 73269098
084771 | Sheet filter, PPI 15, CDF 10 |  |  |  | MSRP price PCS: 1; MSRP price DKK: 65.00; MSRP price EUR: 9.00; MSRP price GBP: 7.50 | 250 | 200 | 30 | 44 |  | 84219990
084792 | Holder for water container |  |  |  | MSRP price PCS: 1; MSRP price DKK: 166.00; MSRP price EUR: 22.25; MSRP price GBP: 19.25 | 350 | 150 | 500 | 500 |  | 73269098
084793 | Holder for magnetic switch |  |  |  | MSRP price PCS: 1; MSRP price DKK: 55.25; MSRP price EUR: 7.50; MSRP price GBP: 6.25 | 0 | 0 | 0 | 7 |  | 73269098
084794 | Stop rail for water container |  |  |  | MSRP price PCS: 1; MSRP price DKK: 44.75; MSRP price EUR: 6.00; MSRP price GBP: 5.25 | 0 | 0 | 0 | 3333 |  | 73269098
085645 | Radial fan, 190mm, 230 V EC | 087165 |  |  | MSRP price PCS: 1; MSRP price DKK: 1565.75; MSRP price EUR: 209.75; MSRP price GBP: 179.75 | 195 | 195 | 900 | 1125 |  | 84145935 | DE
085656 | Rubber gasket, for 3 sensors | 087168 |  |  | MSRP price PCS: 1; MSRP price DKK: 24.75; MSRP price EUR: 3.50; MSRP price GBP: 3.00 | 0 | 0 | 0 | 11 |  | 40082900 | DK
085657 | Rubber gasket, for 4 cables | 087168 |  |  | MSRP price PCS: 1; MSRP price DKK: 40.25; MSRP price EUR: 5.50; MSRP price GBP: 4.75 | 0 | 0 | 0 | 18 |  | 40082900 | DK
085658 | Rubber gasket, for 7 cables | 087168 |  |  | MSRP price PCS: 1; MSRP price DKK: 54.00; MSRP price EUR: 7.25; MSRP price GBP: 6.25 | 0 | 0 | 0 | 26 |  | 40082900 | DK
085672 | Insulating gasket, 4 cables, long | 087168 |  |  | MSRP price PCS: 1; MSRP price DKK: 53.50; MSRP price EUR: 7.25; MSRP price GBP: 6.25 | 0 | 0 | 0 | 25 |  | 40169952 | DK
085687 | Cable set, USB cable, 260mm |  |  |  | MSRP price PCS: 1; MSRP price DKK: 84.00; MSRP price EUR: 11.30; MSRP price GBP: 9.70 | 0 | 0 | 0 | 3333 |  | 85444210 | DK
085818 | Sensor, temperature | 087167 |  |  | MSRP price PCS: 1; MSRP price DKK: 259.25; MSRP price EUR: 34.75; MSRP price GBP: 30.00 | 0 | 0 | 0 | 3333 |  | 84159000 | DK
085871 | Toroidal transformer, 230 V AC/24 V AC/40 VA |  |  |  | MSRP price PCS: 1; MSRP price DKK: 658.75; MSRP price EUR: 88.25; MSRP price GBP: 75.50 | 90 | 90 | 50 | 700 |  | 85043180 | DK
085909 | Thermostatic valve |  |  |  | MSRP price PCS: 1; MSRP price DKK: 1437.75; MSRP price EUR: 192.50; MSRP price GBP: 165.25 | 245 | 170 | 100 | 348 | <p>All DanX units are bespoke.<br /> To ensure 100% compatibility, please send unit serial or project number from&nbsp; type label to&nbsp;<a href="mailto:danx@dantherm.com">danx@dantherm.com</a>&nbsp;with your compatabillity request.&nbsp;</p> | 84159000
085914 | Thermostatic valve |  |  |  | MSRP price PCS: 1; MSRP price DKK: 3922.25; MSRP price EUR: 525.25; MSRP price GBP: 450.50 | 250 | 175 | 100 | 1150 | <p>All DanX units are bespoke.<br /> To ensure 100% compatibility, please send unit serial or project number from&nbsp; type label to&nbsp;<a href="mailto:danx@dantherm.com">danx@dantherm.com</a>&nbsp;with your compatabillity request.&nbsp;</p> | 84159000
085916 | Thermostatic valve, R407C 3/8x 1/2x 1/4 |  |  |  | MSRP price PCS: 1; MSRP price DKK: 1807.50; MSRP price EUR: 242.00; MSRP price GBP: 207.50 | 250 | 170 | 95 | 260 | <p>All DanX units are bespoke.<br /> To ensure 100% compatibility, please send unit serial or project number from&nbsp; type label to&nbsp;<a href="mailto:danx@dantherm.com">danx@dantherm.com</a>&nbsp;with your compatabillity request.&nbsp;</p> | 84159000
086006 | Panel filter, H13 - 610 x 610 x 292 mm AC-M18 |  | 4130-22-628-2699 |  | 1 | 3653.75 | 489.25 | 419.50 | 10 | 3288.50 | 440.25 | 377.50 |  |  |  |  | 0 | 0 | 0 | 3333 |  | 84159000
086534 | Cover, for controller opening DanX 2_3 |  |  |  | MSRP price PCS: 1; MSRP price DKK: 83.25; MSRP price EUR: 11.25; MSRP price GBP: 9.75 | 0 | 0 | 0 | 3333 | <p>All DanX units are bespoke.<br /> To ensure 100% compatibility, please send unit serial or project number from&nbsp; type label to&nbsp;<a href="mailto:danx@dantherm.com">danx@dantherm.com</a>&nbsp;with your compatabillity request.&nbsp;</p> | 73269098
086810 | PCB connector |  |  |  | MSRP price PCS: 1; MSRP price DKK: 24.25; MSRP price EUR: 3.25; MSRP price GBP: 2.75 | 0 | 0 | 0 | 3 |  | 85369010 | CN
086987 | Shoes for (xx/cams) Snap-Line |  |  |  | MSRP price PCS: 1; MSRP price DKK: 27.50; MSRP price EUR: 3.75; MSRP price GBP: 3.25 | 0 | 0 | 0 | 3333 | <p>All DanX units are bespoke.<br /> To ensure 100% compatibility, please send unit serial or project number from&nbsp; type label to&nbsp;<a href="mailto:danx@dantherm.com">danx@dantherm.com</a>&nbsp;with your compatabillity request.&nbsp;</p> | 39269097 | DK
087036 | Dry filter, 3/8" | 094665,094665,063129,063125,011662,607232 |  |  | MSRP price PCS: 1; MSRP price DKK: 151.50; MSRP price EUR: 20.50; MSRP price GBP: 17.50 | 125 | 60 | 60 | 3333 |  | 84189990 | DK
087163-1 | Drip tray, complete |  |  |  | MSRP price PCS: 1; MSRP price DKK: 2124.75; MSRP price EUR: 284.50; MSRP price GBP: 244.00 | 1200 | 730 | 100 | 3252 |  | 84159000
087164-1 | Heat exchanger complete - 400 mm |  |  |  | MSRP price PCS: 1; MSRP price DKK: 2746.25; MSRP price EUR: 367.75; MSRP price GBP: 315.50 | 600 | 400 | 390 | 5026 |  | 84159000
087220-1 | Front plate |  |  |  | MSRP price PCS: 1; MSRP price DKK: 2531.00; MSRP price EUR: 339.00; MSRP price GBP: 290.75 | 1250 | 610 | 150 | 6060 |  | 84159000
087233 | Radial fan, 355mm, 48 V | 087365,087365 |  |  | MSRP price PCS: 1; MSRP price DKK: 3930.50; MSRP price EUR: 526.25; MSRP price GBP: 451.50 | 0 | 0 | 0 | 4300 |  | 84145935 | DK
087277 | Filter gasket | 087162 |  |  | MSRP price PCS: 1; MSRP price DKK: 126.50; MSRP price EUR: 17.00; MSRP price GBP: 14.75 | 210 | 55 | 20 | 6 |  | 39201089 | DK
087320 | ELectric motor cpl. Vent R/C 6, Blue Ziehl Fan |  |  |  | MSRP price PCS: 1; MSRP price DKK: 13063.00; MSRP price EUR: 1749.00; MSRP price GBP: 1500.00 | 480 | 485 | 490 | 21880 |  | 84159000
087342 | Filter kit, 2 x ISO C75% (G4) |  |  |  | 1 | 238.00 | 32.00 | 27.50 | 10 | 190.40 | 25.60 | 22.00 | 80 | 154.70 | 20.80 | 17.90 | 425 | 100 | 180 | 234 |  | 84158200 | PL
087363 | Bag filter, ePM10 50%, F45, 540 x 487 x 500/9 |  |  |  | MSRP price PCS: 1; MSRP price DKK: 492.00; MSRP price EUR: 66.00; MSRP price GBP: 57.00 | 540 | 490 | 150 | 1540 |  | 56031190
087392 | Pressure outlet with cover | 081185 |  |  | MSRP price PCS: 1; MSRP price DKK: 11.25; MSRP price EUR: 1.50; MSRP price GBP: 1.25 | 80 | 45 | 40 | 4 |  | 39269097 | DK
087679 | Fan DDM8/9 | 530150 |  |  | MSRP price PCS: 1; MSRP price DKK: 3809.50; MSRP price EUR: 510.00; MSRP price GBP: 437.50 | 420 | 420 | 420 | 13730 |  | 84145935
088021-1 | Fan for TKS 60, (type A) |  |  |  | MSRP price PCS: 1; MSRP price DKK: 4919.75; MSRP price EUR: 658.50; MSRP price GBP: 564.75 | 420 | 420 | 420 | 6900 |  | 84159000
088021-2 | Fan for TKS 60, (type A) |  |  |  | MSRP price PCS: 1; MSRP price DKK: 4919.75; MSRP price EUR: 658.50; MSRP price GBP: 564.75 | 420 | 420 | 420 | 6900 |  | 84159000
088024-1 | Fan for TKS 60 (type B) |  |  |  | MSRP price PCS: 1; MSRP price DKK: 6636.75; MSRP price EUR: 888.50; MSRP price GBP: 762.00 | 420 | 420 | 420 | 6900 |  | 84159000
088024-2 | Fan for TKS 60 (type B) |  |  |  | MSRP price PCS: 1; MSRP price DKK: 6636.75; MSRP price EUR: 888.50; MSRP price GBP: 762.00 | 420 | 420 | 420 | 6900 |  | 84159000
088024-3 | Fan for TKS 60 (type B) |  |  |  | MSRP price PCS: 1; MSRP price DKK: 6636.75; MSRP price EUR: 888.50; MSRP price GBP: 762.00 | 420 | 420 | 420 | 6900 |  | 84159000
088027 | Filter CDP 75 | 069215,082167 |  |  | MSRP price PCS: 1; MSRP price DKK: 241.00; MSRP price EUR: 32.25; MSRP price GBP: 27.75 | 550 | 330 | 60 | 90 |  | 84159000
088028 | Filter CDP 125 | 069316 |  |  | MSRP price PCS: 1; MSRP price DKK: 241.00; MSRP price EUR: 32.25; MSRP price GBP: 27.75 | 740 | 400 | 60 | 142 |  | 84159000
088029 | Filter CDP 165 | 069364,086195 |  |  | MSRP price PCS: 1; MSRP price DKK: 306.75; MSRP price EUR: 41.25; MSRP price GBP: 35.25 | 910 | 420 | 50 | 196 |  | 84159000
088093 | Radial fan, R3G310-RP12-31, 48 V | 093712 |  |  | MSRP price PCS: 1; MSRP price DKK: 3809.00; MSRP price EUR: 510.00; MSRP price GBP: 437.50 | 0 | 0 | 0 | 4400 |  | 84145935 | DK
088095 | Radial fan, 230 V, R3G310RO38A8 | 093714 |  |  | MSRP price PCS: 1; MSRP price DKK: 3718.00; MSRP price EUR: 497.75; MSRP price GBP: 427.00 | 0 | 0 | 0 | 4700 |  | 84145935 | DK
088218 | Duct sensor TG-K360 |  |  |  | MSRP price PCS: 1; MSRP price DKK: 555.00; MSRP price EUR: 74.50; MSRP price GBP: 63.75 | 230 | 140 | 15 | 70 | Please see description to find correct match of components/software. | 84159000
088220 | Thermostat, 10 A 250 V AC | 037036 |  |  | MSRP price PCS: 1; MSRP price DKK: 77.00; MSRP price EUR: 10.50; MSRP price GBP: 9.00 | 35 | 20 | 13 | 6 |  | 90321080 | DK
088279 | Gasket for cover for control box | 071049,036729,037173 |  |  | MSRP price PCS: 1; MSRP price DKK: 5.25; MSRP price EUR: 1.00; MSRP price GBP: 0.75 | 0 | 0 | 0 | 3333 |  | 40081100 | DK
088381 | Condenser, CDP 50 | 094809 |  |  | MSRP price PCS: 1; MSRP price DKK: 1650.25; MSRP price EUR: 221.00; MSRP price GBP: 189.50 | 800 | 250 | 100 | 4245 |  | 84189910 | DK
088514 | Cable set, RJ12 cable, straight pin out | 098960 |  |  | MSRP price PCS: 1; MSRP price DKK: 245.75; MSRP price EUR: 33.00; MSRP price GBP: 28.25 | 110 | 110 | 30 | 148 |  | 85444210 | DK
088533 | Joint sealing compound, MS 553 light oak |  |  |  | MSRP price PCS: 1; MSRP price DKK: 188.75; MSRP price EUR: 25.25; MSRP price GBP: 21.75 | 0 | 0 | 0 | 3333 | <p>All DanX units are bespoke.<br /> To ensure 100% compatibility, please send unit serial or project number from&nbsp; type label to&nbsp;<a href="mailto:danx@dantherm.com">danx@dantherm.com</a>&nbsp;with your compatabillity request.&nbsp;</p> | 32141010 | DK
088643 | Filter kit, 2x ISO C75% (G4) | 087997 |  |  | 1 | 197.00 | 26.50 | 23.00 | 10 | 157.60 | 21.20 | 18.40 | 140 | 128.10 | 17.25 | 14.95 | 240 | 220 | 110 | 205 |  | 84158200 | PL
088711 | Condenser, CDP 70 | 094810 |  |  | MSRP price PCS: 1; MSRP price DKK: 2365.00; MSRP price EUR: 316.00; MSRP price GBP: 271.75 | 0 | 0 | 0 | 2900 |  | 84189910 | DK
088728 | Condenser, CDP 40 | 094667 |  |  | MSRP price PCS: 1; MSRP price DKK: 1501.75; MSRP price EUR: 201.25; MSRP price GBP: 172.50 | 0 | 0 | 0 | 3700 |  | 84189910 | DK
090272 | Filter kit, 1x ISO C75% (G4) 1x ePM1 70% (F7) | 087998 |  |  | 1 | 262.00 | 35.00 | 30.00 | 10 | 209.60 | 28.00 | 24.00 | 140 | 170.30 | 22.75 | 19.50 | 230 | 210 | 100 | 310 |  | 84158200 | PL
090276-1 | Heat exchanger, alu |  |  |  | MSRP price PCS: 1; MSRP price DKK: 3580.00; MSRP price EUR: 479.25; MSRP price GBP: 411.25 | 610 | 410 | 510 | 3333 |  | 84159000
090682 | Siphon with ball kit, DanX 2/4 - DanX 9/18 |  |  |  | MSRP price PCS: 1; MSRP price DKK: 968.25; MSRP price EUR: 132.25; MSRP price GBP: 113.25 | 245 | 170 | 95 | 182 | <p>All DanX units are bespoke.<br /> To ensure 100% compatibility, please send unit serial or project number from&nbsp; type label to&nbsp;<a href="mailto:danx@dantherm.com">danx@dantherm.com</a>&nbsp;with your compatabillity request.&nbsp;</p> | 84158200
090887-1 | Front for water container kit |  |  |  | MSRP price PCS: 1; MSRP price DKK: 1131.50; MSRP price EUR: 151.50; MSRP price GBP: 130.00 | 570 | 280 | 100 | 2060 |  | 84159000
090973 | Panel filter, F7, 580 x 695 x 48mm, ACM 18 | 038782 | 4130-22-618-1033 |  | 1 | 1405.75 | 188.25 | 161.50 | 10 | 1265.25 | 169.50 | 145.25 |  |  |  |  | 0 | 0 | 0 | 3333 |  | 84159000
091107 | Satellite PCB/DC | 093713 |  |  | MSRP price PCS: 1; MSRP price DKK: 849.50; MSRP price EUR: 113.75; MSRP price GBP: 97.75 | 105 | 80 | 30 | 54 |  | 85371091 | DK
091194 | Satellite PCB/AC | 093716 |  |  | MSRP price PCS: 1; MSRP price DKK: 785.75; MSRP price EUR: 105.25; MSRP price GBP: 90.25 | 150 | 120 | 80 | 100 |  | 85371091 | DK
091273 | Control board | 094687 |  |  | MSRP price PCS: 1; MSRP price DKK: 203.50; MSRP price EUR: 27.25; MSRP price GBP: 23.50 | 245 | 50 | 20 | 12 |  | 85371091 | DK
091404 | Power supply, 230 V AC/48 V DC | 093717 |  |  | MSRP price PCS: 1; MSRP price DKK: 292.25; MSRP price EUR: 39.25; MSRP price GBP: 33.75 | 100 | 60 | 30 | 130 |  | 85044090 | DK
091429 | Drip tray CDP 45T |  |  |  | MSRP price PCS: 1; MSRP price DKK: 1111.00; MSRP price EUR: 148.75; MSRP price GBP: 127.75 | 920 | 240 | 90 | 2390 |  | 84159000
091430 | Drip tray CDP 35T |  |  |  | MSRP price PCS: 1; MSRP price DKK: 942.75; MSRP price EUR: 126.25; MSRP price GBP: 108.50 | 0 | 0 | 0 | 3333 |  | 84159000
091431 | Drip tray CDP 65T |  |  |  | MSRP price PCS: 1; MSRP price DKK: 1188.00; MSRP price EUR: 159.25; MSRP price GBP: 136.50 | 0 | 0 | 0 | 3333 |  | 84159000
091567 | Sensor, humidity sensor, digital | 072416,072412 |  |  | MSRP price PCS: 1; MSRP price DKK: 805.75; MSRP price EUR: 108.00; MSRP price GBP: 92.50 | 0 | 0 | 0 | 28 | Limitation applies. See description. | 90258080 | DK
091640 | Power supply cable for control board, 1.2m, 1.5mm² | 094690 |  |  | MSRP price PCS: 1; MSRP price DKK: 84.00; MSRP price EUR: 11.25; MSRP price GBP: 9.75 | 0 | 0 | 0 | 3333 |  | 85444210 | DK
091643 | Cable set, ground cable, 300mm, terminal end semi-stripped, 2.5mm² | 094690 |  |  | MSRP price PCS: 1; MSRP price DKK: 6.75; MSRP price EUR: 1.00; MSRP price GBP: 0.75 | 0 | 0 | 0 | 3333 |  | 85444210 | DK
091647 | Cable set, ground cable, 660mm, terminal end-terminal end, 1.5mm² | 094690,094815 |  |  | MSRP price PCS: 1; MSRP price DKK: 8.50; MSRP price EUR: 1.25; MSRP price GBP: 1.00 | 0 | 0 | 0 | 3333 |  | 85444210 | DK
091648 | Cable set, ground cable, 300mm, terminal end-terminal end, 1.5mm² | 094690 |  |  | MSRP price PCS: 1; MSRP price DKK: 5.75; MSRP price EUR: 1.00; MSRP price GBP: 0.75 | 0 | 0 | 0 | 3333 |  | 85444210 | DK
091649 | Cable set, ground cable, 230mm, terminal end-annular terminal end, 1.5mm² | 094690 |  |  | MSRP price PCS: 1; MSRP price DKK: 4.75; MSRP price EUR: 0.75; MSRP price GBP: 0.50 | 0 | 0 | 0 | 3333 |  | 85444210 | DK
091668 | Black nylon push-in rivets | 094681 |  |  | MSRP price PCS: 1; MSRP price DKK: 6.25; MSRP price EUR: 1.00; MSRP price GBP: 0.75 | 0 | 0 | 0 | 3333 |  | 39269097 | DK
091669 | Black nylon snap-together rivets - ratchet |  |  |  | MSRP price PCS: 1; MSRP price DKK: 4.75; MSRP price EUR: 0.75; MSRP price GBP: 0.50 | 0 | 0 | 0 | 3333 |  | 39269097 | DK
091746 | Evaporator, 2RR, 400 x 320 x 44 | 093988 |  |  | MSRP price PCS: 1; MSRP price DKK: 1995.00; MSRP price EUR: 267.25; MSRP price GBP: 229.25 | 400 | 350 | 50 | 4000 |  | 84189910 | DK
091748 | Condenser, 3RR, 400 x 300 x 65 | 093989 |  |  | MSRP price PCS: 1; MSRP price DKK: 2324.00; MSRP price EUR: 311.25; MSRP price GBP: 267.00 | 400 | 300 | 70 | 7700 |  | 84189910 | DK
091749 | Water heating coil | 093995 |  |  | MSRP price PCS: 1; MSRP price DKK: 2736.75; MSRP price EUR: 366.50; MSRP price GBP: 314.25 | 400 | 300 | 50 | 4500 |  | 84159000 | DK
091753 | Lock, housing 90°, with hook | 094695 |  |  | MSRP price PCS: 1; MSRP price DKK: 153.75; MSRP price EUR: 20.75; MSRP price GBP: 17.75 | 30 | 30 | 4 | 20 |  | 83014090 | DK
091758 | Damper, 310 x 205mm |  |  |  | MSRP price PCS: 1; MSRP price DKK: 1021.11; MSRP price EUR: 136.75; MSRP price GBP: 117.25 | 0 | 0 | 0 | 2640 |  | 84159000 | DK
091786 | Status LED, CDP | 098805,094689 |  |  | MSRP price PCS: 1; MSRP price DKK: 199.25; MSRP price EUR: 26.75; MSRP price GBP: 23.00 | 0 | 0 | 0 | 3333 |  | 94054039 | DK
091787 | Sensor, temperature sensor CDP | 098801,094813,094689,094814 |  |  | MSRP price PCS: 1; MSRP price DKK: 153.00; MSRP price EUR: 20.50; MSRP price GBP: 17.75 | 225 | 60 | 15 | 30 |  | 84159000 | DK
091885 | Radial fan, ø250, without housing, 500 W |  |  |  | MSRP price PCS: 1; MSRP price DKK: 6107.00; MSRP price EUR: 817.75; MSRP price GBP: 701.25 | 0 | 0 | 0 | 7200 |  | 84145935 | DK
091903 | Thermostat, 10 A 250 V AC | 098268,037034,290372,081189,081188 |  |  | MSRP price PCS: 1; MSRP price DKK: 77.00; MSRP price EUR: 10.50; MSRP price GBP: 9.00 | 35 | 20 | 13 | 3333 |  | 90321080 | DE
092061 | Cable set, power supply cable for preheater |  |  |  | MSRP price PCS: 1; MSRP price DKK: 235.25; MSRP price EUR: 31.50; MSRP price GBP: 27.00 | 140 | 110 | 30 | 102 |  | 85444290 | DK
092081 | CC 3000 connector kit |  |  |  | MSRP price PCS: 1; MSRP price DKK: 846.75; MSRP price EUR: 113.50; MSRP price GBP: 97.25 | 0 | 0 | 0 | 3333 |  | 84159000 | DK
092132 | Control board | 092946 |  |  | MSRP price PCS: 1; MSRP price DKK: 430.75; MSRP price EUR: 57.75; MSRP price GBP: 49.50 | 190 | 100 | 40 | 28 |  | 85371091 | DK
092135 | Capacitor, 1µF | 094975 |  |  | MSRP price PCS: 1; MSRP price DKK: 101.75; MSRP price EUR: 13.75; MSRP price GBP: 11.75 | 0 | 0 | 0 | 3333 |  | 85322200 | DK
092447 | Siphon with ball kit, DanX 1/2/3 | 088338 |  |  | MSRP price PCS: 1; MSRP price DKK: 1043.75; MSRP price EUR: 139.75; MSRP price GBP: 120.00 | 245 | 170 | 95 | 235 |  | 84159000
092583 | Rotary compressor, bare | 096461 |  |  | MSRP price PCS: 1; MSRP price DKK: 5820.00; MSRP price EUR: 779.50; MSRP price GBP: 668.50 | 0 | 0 | 0 | 3333 |  | 84143020 | DK
092961 | Cable, 5m, with connectors, 8 pins | 093724 |  |  | MSRP price PCS: 1; MSRP price DKK: 460.50; MSRP price EUR: 61.75; MSRP price GBP: 52.75 | 200 | 200 | 50 | 350 |  | 85444290 | DK
093136 | Valve, thermostatic expansion valve | 093990 |  |  | MSRP price PCS: 1; MSRP price DKK: 579.50; MSRP price EUR: 77.75; MSRP price GBP: 66.75 | 0 | 0 | 0 | 3333 |  | 90321080 | DK
093333 | Thermostatic valve | 094684,094670 |  |  | MSRP price PCS: 1; MSRP price DKK: 658.50; MSRP price EUR: 88.25; MSRP price GBP: 75.75 | 0 | 0 | 0 | 3333 |  | 84811019 | DK
093354 | Radial fan, 190mm | 036918 |  |  | MSRP price PCS: 1; MSRP price DKK: 821.70; MSRP price EUR: 110.00; MSRP price GBP: 94.50 | 190 | 190 | 80 | 1275 |  | 84145935 | DK
093355 | Radial fan, 220mm | 061557 |  |  | MSRP price PCS: 1; MSRP price DKK: 991.50; MSRP price EUR: 133.00; MSRP price GBP: 114.00 | 220 | 220 | 75 | 1750 |  | 84145935 | DK
093478 | Filter kit, 2 x ISO C75% (G4) |  |  |  | 1 | 276.00 | 37.00 | 31.60 | 10 | 220.80 | 29.60 | 25.30 | 54 | 179.40 | 24.10 | 20.60 | 580 | 110 | 175 | 315 |  | 84158200 | PL
093479 | Filter kit, 1 x ISO C75% (G4) 1 x ePM1 70% (F7) |  |  |  | 1 | 441.00 | 59.00 | 51.00 | 10 | 352.80 | 47.20 | 40.80 | 54 | 286.70 | 38.40 | 33.20 | 580 | 110 | 175 | 625 |  | 84158200 | PL
093500 | Water heating coil, 3RR, 400 x 300 x 65 | 093996 |  |  | MSRP price PCS: 1; MSRP price DKK: 2315.00; MSRP price EUR: 310.00; MSRP price GBP: 266.00 | 400 | 300 | 80 | 7968 |  | 84159000 | DK
093719-16 | CC3000 contr. Not programmed |  |  |  | 1 | 2256.25 | 302.00 | 259.00 | 10 | 2030.65 | 271.80 | 233.10 |  |  |  |  | 350 | 240 | 135 | 645 | Firmware and configurations to be found under description tab | 84159000
093740 | Cable set, solenoid valve - control board | 094690 |  |  | MSRP price PCS: 1; MSRP price DKK: 56.25; MSRP price EUR: 7.75; MSRP price GBP: 6.50 | 0 | 0 | 0 | 3333 |  | 85444210 | DK
093790 | Distance bushing, ø12 x 1.5 x 37.5mm | 094826,094693,094824, |  |  | MSRP price PCS: 1; MSRP price DKK: 21.00; MSRP price EUR: 3.00; MSRP price GBP: 2.50 | 37 | 7 | 7 | 14 |  | 84149000 | DK
093842 | Filter cover |  |  |  | MSRP price PCS: 1; MSRP price DKK: 898.00; MSRP price EUR: 120.20; MSRP price GBP: 103.00 | 600 | 280 | 20 | 972 |  | 84159000
093843-1 | Front complete |  |  |  | MSRP price PCS: 1; MSRP price DKK: 964.50; MSRP price EUR: 129.00; MSRP price GBP: 110.75 | 0 | 0 | 0 | 3333 |  | 84159000
093844 | Filter kit, 1 x ISO C75% (G4) 1 x ePM1 70% (F7) |  |  |  | 1 | 262.00 | 35.00 | 30.00 | 10 | 209.60 | 28.00 | 24.00 | 138 | 170.30 | 22.75 | 19.50 | 285 | 165 | 100 | 306 |  | 84158300 | PL
093845 | Filter kit, 2 x ISO C75% (G4) |  |  |  | 1 | 203.00 | 27.50 | 23.50 | 10 | 162.40 | 22.00 | 18.80 | 138 | 131.95 | 17.90 | 15.30 | 285 | 110 | 165 | 198 |  | 84158300 | PL
093982 | Duct cover panel |  |  |  | MSRP price PCS: 1; MSRP price DKK: 1248.75; MSRP price EUR: 167.25; MSRP price GBP: 143.50 | 0 | 0 | 0 | 3333 |  | 84159000
093983 | Panel filter, M5/ePM10 70%, 410 x 375 |  |  |  | MSRP price PCS: 1; MSRP price DKK: 711.00; MSRP price EUR: 95.25; MSRP price GBP: 81.75 | 480 | 480 | 170 | 1115 |  | 56031110
093984 | Outdoor air filter F7 |  |  |  | MSRP price PCS: 1; MSRP price DKK: 729.00; MSRP price EUR: 97.75; MSRP price GBP: 83.75 | 480 | 480 | 170 | 1145 |  | 84158100
093998 | By-pass/mixing damper | 071029 |  |  | MSRP price PCS: 1; MSRP price DKK: 849.75; MSRP price EUR: 113.75; MSRP price GBP: 97.75 | 0 | 0 | 0 | 3333 |  | 84159000
093999 | Recirculation damper |  |  |  | MSRP price PCS: 1; MSRP price DKK: 752.25; MSRP price EUR: 100.75; MSRP price GBP: 86.50 | 0 | 0 | 0 | 3333 |  | 84159000
094016 | LED indicator housing, 25 pcs. | 094689,098805 |  |  | MSRP price PCS: 1; MSRP price DKK: 15.25; MSRP price EUR: 2.00; MSRP price GBP: 1.75 | 0 | 0 | 0 | 3333 |  | 94054039 | DK
094152 | Fuse 58V DC / 10 Amp 10 pcs |  |  |  | MSRP price PCS: 1; MSRP price DKK: 98.75; MSRP price EUR: 13.25; MSRP price GBP: 11.30 | 0 | 0 | 0 | 10 |  | 84159000
094437-1 | Wall suspension bar |  |  |  | MSRP price PCS: 1; MSRP price DKK: 616.75; MSRP price EUR: 82.50; MSRP price GBP: 70.75 | 530 | 100 | 60 | 410 |  | 84159000
094664-1 | Front CDP/CDF 40, cpl. |  |  |  | MSRP price PCS: 1; MSRP price DKK: 3003.50; MSRP price EUR: 402.25; MSRP price GBP: 345.00 | 0 | 0 | 0 | 3333 |  | 84159000
094664-2 | Front CDP/CDF 40, cpl. |  |  |  | MSRP price PCS: 1; MSRP price DKK: 3003.50; MSRP price EUR: 402.25; MSRP price GBP: 345.00 | 0 | 0 | 0 | 3333 |  | 84159000
094666-1 | Terminal blocks on DIN rail, CDP/CDP-T/CDF 40-50-70 |  |  |  | MSRP price PCS: 1; MSRP price DKK: 504.50; MSRP price EUR: 67.75; MSRP price GBP: 58.00 | 250 | 175 | 100 | 120 |  | 84159000
094666-2 | Terminal blocks on DIN rail, CDP/CDP-T/CDF 40-50-70 |  |  |  | MSRP price PCS: 1; MSRP price DKK: 504.50; MSRP price EUR: 67.75; MSRP price GBP: 58.00 | 250 | 175 | 100 | 120 |  | 84159000
094670-1 | Evaporator coil, cpl., CDP/CDP-T 40 |  |  |  | MSRP price PCS: 1; MSRP price DKK: 2905.00; MSRP price EUR: 389.00; MSRP price GBP: 333.50 | 0 | 0 | 0 | 3333 |  | 84159000
094682-1 | Deflector plate, CDP 40T |  |  |  | MSRP price PCS: 1; MSRP price DKK: 772.00; MSRP price EUR: 103.50; MSRP price GBP: 88.75 | 0 | 0 | 0 | 3333 |  | 84159000
094683-1 | Drip tray, CDP/CDP-T 40 |  |  |  | MSRP price PCS: 1; MSRP price DKK: 1201.85; MSRP price EUR: 161.50; MSRP price GBP: 138.33 | 0 | 0 | 0 | 3333 |  | 84159000
094684-1 | Thermo valve, CDP/CDP-40 T |  |  |  | MSRP price PCS: 1; MSRP price DKK: 658.00; MSRP price EUR: 88.25; MSRP price GBP: 75.75 | 195 | 110 | 90 | 252 |  | 84159000
094685-1 | Control board, CDP/CDP-T/CDF 40-50-70 |  |  |  | MSRP price PCS: 1; MSRP price DKK: 2269.00; MSRP price EUR: 303.75; MSRP price GBP: 260.50 | 320 | 185 | 90 | 330 | Select: <br><strong>094685-1</strong> for CDP 40-50-70 <br><strong>094685-2</strong> for CDF 50-70 <br><strong>094685-3</strong> for CDP-T 40-50-70 <br><strong>094685-4</strong> for CDF 40 | 84159000
094685-2 | Control board, CDP/CDP-T/CDF 40-50-70 |  |  |  | MSRP price PCS: 1; MSRP price DKK: 2269.00; MSRP price EUR: 303.75; MSRP price GBP: 260.50 | 320 | 185 | 90 | 330 | Select: <br><strong>094685-1</strong> for CDP 40-50-70 <br><strong>094685-2</strong> for CDF 50-70 <br><strong>094685-3</strong> for CDP-T 40-50-70 <br><strong>094685-4</strong> for CDF 40 | 84159000
094685-3 | Control board, CDP/CDP-T/CDF 40-50-70 |  |  |  | MSRP price PCS: 1; MSRP price DKK: 2269.00; MSRP price EUR: 303.75; MSRP price GBP: 260.50 | 320 | 185 | 90 | 330 | Select: <br><strong>094685-1</strong> for CDP 40-50-70 <br><strong>094685-2</strong> for CDF 50-70 <br><strong>094685-3</strong> for CDP-T 40-50-70 <br><strong>094685-4</strong> for CDF 40 | 84159000
094685-4 | Control board, CDP/CDP-T/CDF 40-50-70 |  |  |  | MSRP price PCS: 1; MSRP price DKK: 2269.00; MSRP price EUR: 303.75; MSRP price GBP: 260.50 | 320 | 185 | 90 | 330 | Select: <br><strong>094685-1</strong> for CDP 40-50-70 <br><strong>094685-2</strong> for CDF 50-70 <br><strong>094685-3</strong> for CDP-T 40-50-70 <br><strong>094685-4</strong> for CDF 40 | 84159000
094689-1 | Temperature and humidity sensor, LED, CDP/CDP-T 40-50-70 |  |  |  | MSRP price PCS: 1; MSRP price DKK: 603.50; MSRP price EUR: 81.00; MSRP price GBP: 69.50 | 245 | 170 | 95 | 102 |  | 84159000
094692-1 | Filter cover |  |  |  | MSRP price PCS: 1; MSRP price DKK: 633.00; MSRP price EUR: 84.75; MSRP price GBP: 72.75 | 0 | 0 | 0 | 3333 |  | 84158100
094694-1 | Copper tube kit, CDP/CDP-T 40 |  |  |  | MSRP price PCS: 1; MSRP price DKK: 969.50; MSRP price EUR: 130.00; MSRP price GBP: 111.50 | 0 | 0 | 0 | 3333 |  | 84159000
094696-1 | Wall bracket |  |  |  | MSRP price PCS: 1; MSRP price DKK: 678.00; MSRP price EUR: 90.75; MSRP price GBP: 78.00 | 1035 | 110 | 5 | 890 | <strong>094696-1</strong>: ONLY FOR CDP 40/40T. NOT CDF! <br><strong>094696-2</strong>: ONLY FOR CDF 40. NOT CDP 40/40T! | 84159000
094696-2 | Wall bracket |  |  |  | MSRP price PCS: 1; MSRP price DKK: 678.00; MSRP price EUR: 90.75; MSRP price GBP: 78.00 | 1035 | 110 | 5 | 890 | <strong>094696-1</strong>: ONLY FOR CDP 40/40T. NOT CDF! <br><strong>094696-2</strong>: ONLY FOR CDF 40. NOT CDP 40/40T! | 84159000
094698 | Front, complete, HCV |  |  |  | MSRP price PCS: 1; MSRP price DKK: 1043.25; MSRP price EUR: 139.75; MSRP price GBP: 119.75 | 0 | 0 | 0 | 3333 |  | 84158100
094700-1 | Front, CDP 40T, cpl. |  |  |  | MSRP price PCS: 1; MSRP price DKK: 2714.00; MSRP price EUR: 363.50; MSRP price GBP: 312.00 | 0 | 0 | 0 | 3333 |  | 84159000
094807-1 | Front CDP/CDF 50, cpl. |  |  |  | MSRP price PCS: 1; MSRP price DKK: 3327.75; MSRP price EUR: 445.50; MSRP price GBP: 382.25 | 0 | 0 | 0 | 3333 |  | 84159000
094808-2 | Front CDP/CDF 70, cpl. |  |  |  | MSRP price PCS: 1; MSRP price DKK: 3250.00; MSRP price EUR: 435.25; MSRP price GBP: 373.25 | 0 | 0 | 0 | 3333 |  | 84159000
094813-1 | Evaporator coil, cpl., CDP/CDP-T 50 |  |  |  | MSRP price PCS: 1; MSRP price DKK: 3264.00; MSRP price EUR: 437.00; MSRP price GBP: 374.75 | 795 | 240 | 255 | 3450 |  | 84159000
094814-1 | Evaporator coil, cpl., CDP/CDP-T 70 |  |  |  | MSRP price PCS: 1; MSRP price DKK: 4531.50; MSRP price EUR: 606.75; MSRP price GBP: 520.50 | 1260 | 370 | 210 | 3900 |  | 84159000
094817-1 | Drip tray, CDP/CDP-T 50 |  |  |  | MSRP price PCS: 1; MSRP price DKK: 1070.90; MSRP price EUR: 143.36; MSRP price GBP: 122.95 | 0 | 0 | 0 | 3333 |  | 84159000
094818-1 | Drip tray, CDP/CDP-T 70 |  |  |  | MSRP price PCS: 1; MSRP price DKK: 1382.80; MSRP price EUR: 185.11; MSRP price GBP: 158.76 | 0 | 0 | 0 | 3333 |  | 84159000
094819-1 | Thermo valve, CDP/CDP-50 T |  |  |  | MSRP price PCS: 1; MSRP price DKK: 676.00; MSRP price EUR: 90.50; MSRP price GBP: 77.75 | 195 | 110 | 90 | 254 |  | 84159000
094827-1 | Wall bracket, CDP/CDP-T/CDF 50 |  |  |  | MSRP price PCS: 1; MSRP price DKK: 705.00; MSRP price EUR: 94.50; MSRP price GBP: 81.00 | 0 | 0 | 0 | 3333 |  | 84159000
094828-1 | Wall bracket, CDP/CDP-T/CDF 70 |  |  |  | MSRP price PCS: 1; MSRP price DKK: 795.75; MSRP price EUR: 106.75; MSRP price GBP: 91.50 | 1500 | 110 | 95 | 250 |  | 84159000
094828-2 | Wall bracket, CDP/CDP-T/CDF 70 |  |  |  | MSRP price PCS: 1; MSRP price DKK: 795.75; MSRP price EUR: 106.75; MSRP price GBP: 91.50 | 1500 | 110 | 95 | 250 |  | 84159000
094829-1 | Front, CDP 50T, cpl. |  |  |  | MSRP price PCS: 1; MSRP price DKK: 2905.00; MSRP price EUR: 992.50; MSRP price GBP: 851.00 | 0 | 0 | 0 | 3333 |  | 84159000
094830-1 | Front, CDP 70T, cpl. |  |  |  | MSRP price PCS: 1; MSRP price DKK: 3070.00; MSRP price EUR: 411.00; MSRP price GBP: 352.50 | 0 | 0 | 0 | 3333 |  | 84159000
094831-1 | Deflector plate, CDP 50T |  |  |  | MSRP price PCS: 1; MSRP price DKK: 774.75; MSRP price EUR: 103.75; MSRP price GBP: 89.00 | 0 | 0 | 0 | 3333 |  | 84159000
094832-1 | Deflector plate, CDP 70T |  |  |  | MSRP price PCS: 1; MSRP price DKK: 735.50; MSRP price EUR: 98.50; MSRP price GBP: 84.50 | 0 | 0 | 0 | 3333 |  | 84159000
094833-1 | Copper tube kit, CDP/CDP-T 50 |  |  |  | MSRP price PCS: 1; MSRP price DKK: 987.25; MSRP price EUR: 132.25; MSRP price GBP: 113.25 | 0 | 0 | 0 | 3333 |  | 84159000
094834-1 | Copper tube kit, CDP/CDP-T 70 |  |  |  | MSRP price PCS: 1; MSRP price DKK: 1004.00; MSRP price EUR: 134.50; MSRP price GBP: 115.25 | 0 | 0 | 0 | 3333 |  | 84159000
094968 | Condenser, 1.5µF/450 V M8 | 036918 |  |  | MSRP price PCS: 1; MSRP price DKK: 46.00; MSRP price EUR: 6.20; MSRP price GBP: 5.30 | 130 | 60 | 30 | 56 |  | 85322200 | DK
095243 | Radial fan, 190mm. P1 / E1. | 077233,095250 |  |  | MSRP price PCS: 1; MSRP price DKK: 1554.75; MSRP price EUR: 208.25; MSRP price GBP: 178.50 | 190 | 190 | 80 | 1075 | Radial fan P1 | 84145935 | DE
095691 | Sensor with metal housing, 8m | 096873 |  |  | MSRP price PCS: 1; MSRP price DKK: 307.75; MSRP price EUR: 41.25; MSRP price GBP: 35.50 | 120 | 120 | 40 | 156 |  | 84159000 | CN
096258 | Shielding plate CDF 40 |  |  |  | MSRP price PCS: 1; MSRP price DKK: 776.50; MSRP price EUR: 104.00; MSRP price GBP: 89.25 | 0 | 0 | 0 | 3333 |  | 84159000
096260 | Shielding plate CDF 70 |  |  |  | MSRP price PCS: 1; MSRP price DKK: 855.75; MSRP price EUR: 114.75; MSRP price GBP: 98.25 | 0 | 0 | 0 | 3333 |  | 84159000
096393 | Filter kit, 1 x ISO C75% (G4) 1 x ePM1 70% (F7) |  |  |  | 1 | 344.00 | 46.00 | 40.00 | 10 | 275.20 | 36.80 | 32.00 | 80 | 223.60 | 30.00 | 26.00 | 425 | 110 | 180 | 462 |  | 84158300 | PL
096498 | Cable set, USB cable, 590mm |  |  |  | MSRP price PCS: 1; MSRP price DKK: 71.50; MSRP price EUR: 9.50; MSRP price GBP: 8.25 | 0 | 0 | 0 | 3333 |  | 85444210 | DK
096529 | Sensor, temperature sensor kit | 097420 |  |  | MSRP price PCS: 1; MSRP price DKK: 266.75; MSRP price EUR: 35.75; MSRP price GBP: 30.75 | 100 | 100 | 15 | 50 |  | 90321080 | CN
096534 | Insulating material, filter xx | 097418 |  |  | MSRP price PCS: 1; MSRP price DKK: 20.25; MSRP price EUR: 2.75; MSRP price GBP: 2.50 | 205 | 53 | 22 | 6 |  | 39201089 | DK
096612 | Shielding plate, controller |  |  |  | MSRP price PCS: 1; MSRP price DKK: 34.25; MSRP price EUR: 4.75; MSRP price GBP: 4.00 | 0 | 0 | 0 | 200 |  | 73269098 | DK
096645 | Fuse 4 A, 250 V |  |  |  | MSRP price PCS: 1; MSRP price DKK: 270.50; MSRP price EUR: 36.25; MSRP price GBP: 31.25 | 0 | 0 | 0 | 3333 |  | 84159000
096657 | Cable for DC Aircon 450 |  |  |  | MSRP price PCS: 1; MSRP price DKK: 117.00; MSRP price EUR: 15.75; MSRP price GBP: 13.50 | 0 | 0 | 0 | 3333 |  | 84159000 | DK
096714 | Heating element, 1400 W | 098268 |  |  | MSRP price PCS: 1; MSRP price DKK: 292.75; MSRP price EUR: 39.25; MSRP price GBP: 33.75 | 340 | 240 | 70 | 348 |  | 85168080 | DK
096717 | Radial fan, 190mm. P2/ Entalpi | 097416 |  | OBSOLETE | MSRP price PCS: 1; MSRP price DKK: 1575.00; MSRP price EUR: 211.00; MSRP price GBP: 181.00 | 235 | 235 | 115 | 1228 | Item obsolete. For replacement see: 054847. | 84145935 | DK
097356 | Sensor, humidity and temperature, 0-10 V, duct |  |  |  | MSRP price PCS: 1; MSRP price DKK: 3235.50; MSRP price EUR: 433.25; MSRP price GBP: 371.50 | 300 | 110 | 90 | 190 |  | 90258080 | DK
097411-2 | Filter cover |  |  |  | MSRP price PCS: 1; MSRP price DKK: 584.50; MSRP price EUR: 78.25; MSRP price GBP: 67.00 | 0 | 0 | 0 | 3333 |  | 84159000
097412-1 | Front plate |  |  |  | MSRP price PCS: 1; MSRP price DKK: 869.25; MSRP price EUR: 116.50; MSRP price GBP: 99.75 | 1200 | 730 | 90 | 3860 | <strong>097412-1</strong>: White front fits up to and including serial number 180622*******. <br><strong>097412-4</strong>: White front fits from and including serial number 180711*******. <br><strong>097412-6</strong>: unpainted | 84159000
097412-4 | Front plate |  |  |  | MSRP price PCS: 1; MSRP price DKK: 869.25; MSRP price EUR: 116.50; MSRP price GBP: 99.75 | 1200 | 730 | 90 | 3860 | <strong>097412-1</strong>: White front fits up to and including serial number 180622*******. <br><strong>097412-4</strong>: White front fits from and including serial number 180711*******. <br><strong>097412-6</strong>: unpainted | 84159000
097412-6 | Front plate |  |  |  | MSRP price PCS: 1; MSRP price DKK: 782.00; MSRP price EUR: 104.85; MSRP price GBP: 89.75 | 1200 | 730 | 90 | 3860 | <strong>097412-1</strong>: White front fits up to and including serial number 180622*******. <br><strong>097412-4</strong>: White front fits from and including serial number 180711*******. <br><strong>097412-6</strong>: unpainted | 84159000
097413-2 | User panel, complete |  |  |  | MSRP price PCS: 1; MSRP price DKK: 1007.50; MSRP price EUR: 135.00; MSRP price GBP: 115.75 | 345 | 260 | 60 | 162 |  | 84159000
097414-4 | EPS cover kit |  |  |  | MSRP price PCS: 1; MSRP price DKK: 815.25; MSRP price EUR: 109.25; MSRP price GBP: 93.75 | 0 | 0 | 0 | 3333 |  | 84159000
097414-5 | EPS cover kit |  |  |  | MSRP price PCS: 1; MSRP price DKK: 793.75; MSRP price EUR: 109.25; MSRP price GBP: 91.25 | 0 | 0 | 0 | 3333 |  | 84159000
097414-6 | EPS cover kit |  |  |  | MSRP price PCS: 1; MSRP price DKK: 815.25; MSRP price EUR: 109.25; MSRP price GBP: 93.75 | 0 | 0 | 0 | 3333 |  | 84159000
097422-1 | Plastic heat exchanger P1 |  |  |  | MSRP price PCS: 1; MSRP price DKK: 2924.25; MSRP price EUR: 391.50; MSRP price GBP: 335.75 | 0 | 0 | 0 | 3333 |  | 84159000
097425-1 | Cable gaskets, kit |  |  |  | MSRP price PCS: 1; MSRP price DKK: 333.00; MSRP price EUR: 44.75; MSRP price GBP: 38.25 | 0 | 0 | 0 | 3333 |  | 84159000
097870 | Fan without bracket - 133mm | 062019-2 |  |  | MSRP price PCS: 1; MSRP price DKK: 1421.75; MSRP price EUR: 190.50; MSRP price GBP: 163.25 | 130 | 130 | 110 | 862 |  | 84145935 | DE
098020 | Humidity sensor, 1m | 099936,094689 |  |  | MSRP price PCS: 1; MSRP price DKK: 412.00; MSRP price EUR: 55.25; MSRP price GBP: 47.50 | 150 | 150 | 12 | 38 | Limitation applies. See description. | 84159000 | DK
098102 | Radial fan, 190mm | 070860,062028,062036 |  |  | MSRP price PCS: 1; MSRP price DKK: 1550.00; MSRP price EUR: 207.50; MSRP price GBP: 178.50 | 190 | 190 | 100 | 1364 |  | 84145935 | DE
098346 | Filter kit, 1 x ISO C75% (G4) 1 x ePM1 55% (F7) |  |  |  | 1 | 452.00 | 61.00 | 52.00 | 10 | 361.60 | 48.80 | 41.60 | 75 | 293.80 | 39.70 | 33.80 | 420 | 100 | 220 | 526 |  | 84158200 | PL
098347 | Filter kit, 2 x ISO C75% (G4) |  |  |  | 1 | 265.00 | 36.00 | 31.00 | 10 | 212.00 | 28.80 | 24.80 | 75 | 175.25 | 23.40 | 20.20 | 415 | 110 | 215 | 340 |  | 84158200 | PL
098348-1 | Installation wall kit |  |  |  | MSRP price PCS: 1; MSRP price DKK: 636.25; MSRP price EUR: 85.25; MSRP price GBP: 73.00 | 570 | 60 | 50 | 1000 |  | 84159000 | DK
098614 | Cable set, compressor CDP/CDP-T | 094690 |  |  | MSRP price PCS: 1; MSRP price DKK: 449.50; MSRP price EUR: 60.25; MSRP price GBP: 51.75 | 0 | 0 | 0 | 40 |  | 85444210 | DK
098753 | Radial fan, ø225mm | 094815,094816,094671,094669 |  |  | MSRP price PCS: 1; MSRP price DKK: 1187.50; MSRP price EUR: 159.00; MSRP price GBP: 136.50 | 225 | 225 | 100 | 2300 |  | 84145935 | DK
098758 | Foot, 37.9 x 10.5 x 48.5 (092583) |  |  |  | MSRP price PCS: 1; MSRP price DKK: 9.00; MSRP price EUR: 1.50; MSRP price GBP: 1.00 | 379 | 105 | 485 | 250 |  | 84149000 | DK
098826 | Assembled front door for TKS60/ outdoor |  |  |  | MSRP price PCS: 1; MSRP price DKK: 2726.00; MSRP price EUR: 365.00; MSRP price GBP: 313.00 | 0 | 0 | 0 | 3333 |  | 84159000
098964 | Radial fan, ø225mm | 096880,081429 |  |  | MSRP price PCS: 1; MSRP price DKK: 1773.75; MSRP price EUR: 237.50; MSRP price GBP: 203.75 | 220 | 220 | 110 | 1566 |  | 84145935 | DK
098967 | Radial fan, R3G225RH1919, bearing type 2RS | 062039 |  |  | MSRP price PCS: 1; MSRP price DKK: 1773.75; MSRP price EUR: 237.50; MSRP price GBP: 203.75 | 225 | 225 | 120 | 1590 |  | 84145935 | DE
099017 | PPI filter CDP/CDF | 094686,091762 |  |  | MSRP price PCS: 1; MSRP price DKK: 306.00; MSRP price EUR: 41.00; MSRP price GBP: 35.50 | 360 | 200 | 80 | 105 |  | 70199000 | DK
099182-1 | Plast heat exchanger P2 |  |  |  | MSRP price PCS: 1; MSRP price DKK: 2990.25; MSRP price EUR: 400.50; MSRP price GBP: 343.25 | 410 | 410 | 410 | 7000 |  | 84159000
099183-4 | Enthalpy heat exchanger 400mm |  |  |  | MSRP price PCS: 1; MSRP price DKK: 5532.75; MSRP price EUR: 740.75; MSRP price GBP: 635.25 | 0 | 0 | 0 | 9140 |  | 84158200
099189 | Reciprocating compressor | 601933,074849 |  |  | MSRP price PCS: 1; MSRP price DKK: 1183.00; MSRP price EUR: 158.50; MSRP price GBP: 136.00 | 100 | 50 | 25 | 36 |  | 84143081 | DK
108100 | Panel filter, foldable, M5/ePM10 70%, 410 x 375 |  |  |  | MSRP price PCS: 1; MSRP price DKK: 671.25; MSRP price EUR: 90.00; MSRP price GBP: 77.25 | 480 | 480 | 170 | 1115 |  | 56031110 | DK
108101 | Panel filter, foldable, M5/ePM10 70%, 675 x 375 |  |  |  | MSRP price PCS: 1; MSRP price DKK: 773.00; MSRP price EUR: 103.50; MSRP price GBP: 88.75 | 770 | 461 | 170 | 1340 |  | 56031110 | DK
108102 | Panel filter, foldable, M5/ePM10 70%, 785 x 500 |  |  |  | MSRP price PCS: 1; MSRP price DKK: 1022.00; MSRP price EUR: 137.00; MSRP price GBP: 117.50 | 850 | 690 | 410 | 1880 |  | 56031110 | DK
163068 | Foot, adjustable, 6 pcs. |  |  |  | MSRP price PCS: 1; MSRP price DKK: 305.00; MSRP price EUR: 41.00; MSRP price GBP: 35.00 | 150 | 105 | 700 | 300 |  | 84158200
163114 | Bag filter F5, Vent C2 |  |  |  | MSRP price PCS: 1; MSRP price DKK: 630.00; MSRP price EUR: 84.50; MSRP price GBP: 72.50 | 700 | 530 | 100 | 1200 |  | 84213925
163115 | Bag filter F5, set, Vent C4 |  |  |  | MSRP price PCS: 1; MSRP price DKK: 773.50; MSRP price EUR: 104.00; MSRP price GBP: 89.00 | 670 | 540 | 110 | 2120 |  | 84213925
163116 | Bag filter F5, set, Vent R2 & R4 |  |  |  | MSRP price PCS: 1; MSRP price DKK: 512.00; MSRP price EUR: 68.50; MSRP price GBP: 58.75 | 620 | 500 | 140 | 1830 |  | 84213925
163117 | Bag filter F5, set, Vent C6 & R6 |  |  |  | MSRP price PCS: 1; MSRP price DKK: 1260.00; MSRP price EUR: 169.00; MSRP price GBP: 145.00 | 750 | 500 | 160 | 2690 |  | 84213925
163118 | Bag filter F7, Vent C2 |  |  |  | MSRP price PCS: 1; MSRP price DKK: 840.00; MSRP price EUR: 112.50; MSRP price GBP: 96.50 | 670 | 540 | 110 | 1900 |  | 84213925
163119 | Bag filter F7, set, Vent C4 |  |  |  | MSRP price PCS: 1; MSRP price DKK: 1323.00; MSRP price EUR: 177.25; MSRP price GBP: 152.00 | 670 | 530 | 160 | 1620 |  | 84213925
163120 | Bag filter F7, set, Vent R2 & R4 |  |  |  | MSRP price PCS: 1; MSRP price DKK: 650.00; MSRP price EUR: 87.00; MSRP price GBP: 74.75 | 600 | 525 | 140 | 2100 |  | 84213925
163121 | Bag filter F7, set, Vent C6 & R6 |  |  |  | MSRP price PCS: 1; MSRP price DKK: 1934.00; MSRP price EUR: 259.00; MSRP price GBP: 222.00 | 680 | 540 | 270 | 5070 |  | 84213925
163271 | Water heating coil, ø200mm |  |  |  | MSRP price PCS: 1; MSRP price DKK: 2382.75; MSRP price EUR: 319.00; MSRP price GBP: 273.50 | 385 | 290 | 275 | 4660 |  | 84159000
171753 | Duct kit CDP 45 T with filter and alu-grille |  |  |  | MSRP price PCS: 1; MSRP price DKK: 5595.50; MSRP price EUR: 749.25; MSRP price GBP: 642.50 | 795 | 240 | 265 | 7750 |  | 84158300
171754 | Duct kit CDP 35 T with filter and alu-grille |  |  |  | MSRP price PCS: 1; MSRP price DKK: 4266.00; MSRP price EUR: 571.25; MSRP price GBP: 490.00 | 500 | 240 | 270 | 8260 |  | 84158300
172627 | Duct adapter CDP 45 T |  |  |  | MSRP price PCS: 1; MSRP price DKK: 8525.00; MSRP price EUR: 1141.25; MSRP price GBP: 979.00 | 1260 | 750 | 70 | 12200 |  | 84158300 | DK
175283 | Drip tray |  |  |  | MSRP price PCS: 1; MSRP price DKK: 865.00; MSRP price EUR: 116.00; MSRP price GBP: 99.50 | 600 | 185 | 40 | 500 |  | 84159000 | DK
175298 | Drip tray for CDP 125 |  |  |  | MSRP price PCS: 1; MSRP price DKK: 825.50; MSRP price EUR: 110.75; MSRP price GBP: 95.00 | 775 | 185 | 41 | 500 |  | 84159000 | DK
175314 | Drip tray |  |  |  | MSRP price PCS: 1; MSRP price DKK: 1039.25; MSRP price EUR: 139.25; MSRP price GBP: 119.50 | 885 | 257 | 55 | 2890 |  | 84159000 | DK
175533 | Water container |  |  |  | MSRP price PCS: 1; MSRP price DKK: 602.25; MSRP price EUR: 80.75; MSRP price GBP: 69.25 | 0 | 0 | 0 | 1410 |  | 84159000
191805 | Capillary tube | 066694 |  |  | MSRP price PCS: 1; MSRP price DKK: 385.50; MSRP price EUR: 51.75; MSRP price GBP: 44.25 | 0 | 0 | 0 | 77 |  | 74111090
192400 | Capillary tube | 084114 |  |  | MSRP price PCS: 1; MSRP price DKK: 274.50; MSRP price EUR: 36.75; MSRP price GBP: 31.75 | 0 | 0 | 0 | 95 |  | 84159000 | DK
217655 | G4 filter |  |  |  | MSRP price PCS: 1; MSRP price DKK: 335.00; MSRP price EUR: 45.00; MSRP price GBP: 39.00 | 795 | 46 | 460 | 568 |  | 84158200
220455 | Axial fan, 48 V DC fan | 095911 |  |  | 1 | 350.00 | 47.00 | 40.00 | 10 | 315.00 | 42.30 | 36.00 |  |  |  |  | 92 | 92 | 38 | 210 |  | 84145925
293608 | Gable, left |  |  |  | MSRP price PCS: 1; MSRP price DKK: 2557.00; MSRP price EUR: 342.50; MSRP price GBP: 293.50 | 980 | 970 | 250 | 3000000000 |  | 84159000 | DK
293618 | Drip tray |  |  |  | MSRP price PCS: 1; MSRP price DKK: 913.00; MSRP price EUR: 122.25; MSRP price GBP: 105.00 | 880 | 200 | 85 | 1864 |  | 84159000
293619-1 | Housing |  |  |  | MSRP price PCS: 1; MSRP price DKK: 2875.75; MSRP price EUR: 385.00; MSRP price GBP: 330.25 | 1290 | 370 | 1060 | 15000 |  | 84159000
293622-3 | Housing |  |  |  | MSRP price PCS: 1; MSRP price DKK: 4181.00; MSRP price EUR: 559.75; MSRP price GBP: 480.00 | 1820 | 330 | 935 | 15000 |  | 84159000
293623 | Drip tray |  |  |  | MSRP price PCS: 1; MSRP price DKK: 1078.50; MSRP price EUR: 144.50; MSRP price GBP: 124.00 | 1420 | 200 | 197 | 3500 |  | 84159000
293625-3 | Housing |  |  |  | MSRP price PCS: 1; MSRP price DKK: 3315.75; MSRP price EUR: 444.00; MSRP price GBP: 380.75 | 1280 | 330 | 935 | 22000 |  | 84159000
293626 | Drip tray |  |  |  | MSRP price PCS: 1; MSRP price DKK: 783.25; MSRP price EUR: 105.00; MSRP price GBP: 90.00 | 620 | 240 | 90 | 1260 |  | 84158300
293636 | Housing |  |  |  | MSRP price PCS: 1; MSRP price DKK: 3601.50; MSRP price EUR: 482.25; MSRP price GBP: 413.50 | 1600 | 350000 | 1100 | 28000 |  | 84159000
293637 | Housing |  |  |  | MSRP price PCS: 1; MSRP price DKK: 3335.00; MSRP price EUR: 446.50; MSRP price GBP: 383.00 | 1500 | 300 | 1100 | 25000 |  | 84159000
293638-1 | Front cover panel |  |  |  | MSRP price PCS: 1; MSRP price DKK: 3374.50; MSRP price EUR: 451.75; MSRP price GBP: 387.50 | 980 | 340 | 1080 | 10000 |  | 84159000 | DK
293639-2 | Front |  |  |  | MSRP price PCS: 1; MSRP price DKK: 4389.25; MSRP price EUR: 587.50; MSRP price GBP: 504.00 | 1320 | 370 | 1070 | 24000 |  | 84159000
293640-1 | Front cover panel |  |  |  | MSRP price PCS: 1; MSRP price DKK: 4823.75; MSRP price EUR: 645.75; MSRP price GBP: 553.75 | 1860 | 370 | 1070 | 30000 |  | 84159000
293641-2 | Front |  |  |  | MSRP price PCS: 1; MSRP price DKK: 2863.00; MSRP price EUR: 383.25; MSRP price GBP: 328.75 | 910 | 700 | 180 | 1000 |  | 84159000
293642-2 | Front |  |  |  | MSRP price PCS: 1; MSRP price DKK: 2069.75; MSRP price EUR: 277.25; MSRP price GBP: 237.75 | 1700 | 300 | 840 | 25000 |  | 84159000
293643 | Front |  |  |  | MSRP price PCS: 1; MSRP price DKK: 2684.00; MSRP price EUR: 359.25; MSRP price GBP: 308.25 | 1300 | 340 | 940 | 32000 |  | 84159000
293644-3 | Front panel, complete |  |  |  | MSRP price PCS: 1; MSRP price DKK: 1616.00; MSRP price EUR: 216.50; MSRP price GBP: 185.75 | 660 | 555 | 115 | 3630 |  | 84159000 | DK
293645 | Drip tray |  |  |  | MSRP price PCS: 1; MSRP price DKK: 660.00; MSRP price EUR: 88.50; MSRP price GBP: 76.00 | 440 | 255 | 355 | 830 |  | 84159000
293646 | Retainer for hygrostat |  |  |  | MSRP price PCS: 1; MSRP price DKK: 525.00; MSRP price EUR: 70.50; MSRP price GBP: 60.50 | 320 | 220 | 30 | 20 |  | 84159000
293647-2 | Housing |  |  |  | MSRP price PCS: 1; MSRP price DKK: 1036.00; MSRP price EUR: 138.75; MSRP price GBP: 119.00 | 0 | 0 | 0 | 7000 |  | 84159000
293666-1 | Front |  |  |  | MSRP price PCS: 1; MSRP price DKK: 3638.75; MSRP price EUR: 487.25; MSRP price GBP: 417.75 | 1280 | 330 | 935 | 30000 |  | 84158300 | DK
293736 | Fan | 172593 |  |  | MSRP price PCS: 1; MSRP price DKK: 966.50; MSRP price EUR: 129.50; MSRP price GBP: 111.00 | 275 | 270 | 155 | 1390 |  | 84159000 | DK
293816 | Filter with filter grilles |  |  |  | MSRP price PCS: 1; MSRP price DKK: 1818.00; MSRP price EUR: 243.50; MSRP price GBP: 208.75 | 100 | 100 | 70 | 5000 |  | 84159000 | DK
298954 | Panel filter G3/G4 - AC-M18 | 038783 | 4130-22-616-3530 |  | 1 | 765.50 | 102.50 | 88.00 | 10 | 689.00 | 92.25 | 79.25 |  |  |  |  | 700 | 600 | 63 | 1406 |  | 84159000 | DK
298961-1 | Bracket for compressor |  |  |  | 1 | 758.25 | 101.50 | 87.00 | 10 | 682.50 | 91.25 | 78.25 |  |  |  |  | 190 | 380 | 60 | 525 | 298961-1 is color "Desert"<BR> 298961-2 is color RAL 6014<BR> 298961-3 is color RAL 6031<BR> 298961-4 is color RAL 9010<BR> 298961-5 is un-painted<BR> | 84159000 | DK
298961-2 | Bracket for compressor |  |  |  | 1 | 758.25 | 101.50 | 87.00 | 10 | 682.50 | 91.25 | 78.25 |  |  |  |  | 190 | 380 | 60 | 525 | 298961-1 is color "Desert"<BR> 298961-2 is color RAL 6014<BR> 298961-3 is color RAL 6031<BR> 298961-4 is color RAL 9010<BR> 298961-5 is un-painted<BR> | 84159000 | DK
298961-3 | Bracket for compressor |  |  |  | 1 | 758.25 | 101.50 | 87.00 | 10 | 682.50 | 91.25 | 78.25 |  |  |  |  | 190 | 380 | 60 | 525 | 298961-1 is color "Desert"<BR> 298961-2 is color RAL 6014<BR> 298961-3 is color RAL 6031<BR> 298961-4 is color RAL 9010<BR> 298961-5 is un-painted<BR> | 84159000 | DK
298961-4 | Bracket for compressor |  |  |  | 1 | 758.25 | 101.50 | 87.00 | 10 | 682.50 | 91.25 | 78.25 |  |  |  |  | 190 | 380 | 60 | 525 | 298961-1 is color "Desert"<BR> 298961-2 is color RAL 6014<BR> 298961-3 is color RAL 6031<BR> 298961-4 is color RAL 9010<BR> 298961-5 is un-painted<BR> | 84159000 | DK
298961-5 | Bracket for compressor |  |  |  | 1 | 758.25 | 101.50 | 87.00 | 10 | 682.50 | 91.25 | 78.25 |  |  |  |  | 190 | 380 | 60 | 525 | 298961-1 is color "Desert"<BR> 298961-2 is color RAL 6014<BR> 298961-3 is color RAL 6031<BR> 298961-4 is color RAL 9010<BR> 298961-5 is un-painted<BR> | 84159000 | DK
298963 | Fortifications kit |  | 5305-22-616-4004 |  | 1 | 607.00 | 81.25 | 69.75 | 10 | 546.25 | 73.25 | 62.75 |  |  |  |  | 225 | 135 | 30 | 90 |  | 84159000 | DK
298964-1 | Lock for stacking 4 pcs | 064427 | 5340-22-616-4176 |  | 1 | 317.25 | 42.50 | 36.50 | 10 | 285.50 | 38.25 | 32.75 |  |  |  |  | 220 | 170 | 100 | 500 | 298964-1 is color "Desert"<BR> 298964-2 is color RAL 6014<BR> 298964-3 is color RAL 6031<BR> 298964-4 is color RAL 9010<BR> | 84159000 | DK
298964-2 | Lock for stacking 4 pcs | 064427 | 5340-22-616-4176 |  | 1 | 317.25 | 42.50 | 36.50 | 10 | 285.50 | 38.25 | 32.75 |  |  |  |  | 220 | 170 | 100 | 500 | 298964-1 is color "Desert"<BR> 298964-2 is color RAL 6014<BR> 298964-3 is color RAL 6031<BR> 298964-4 is color RAL 9010<BR> | 84159000 | DK
298964-3 | Lock for stacking 4 pcs | 064427 | 5340-22-616-4176 |  | 1 | 317.25 | 42.50 | 36.50 | 10 | 285.50 | 38.25 | 32.75 |  |  |  |  | 220 | 170 | 100 | 500 | 298964-1 is color "Desert"<BR> 298964-2 is color RAL 6014<BR> 298964-3 is color RAL 6031<BR> 298964-4 is color RAL 9010<BR> | 84159000 | DK
298964-4 | Lock for stacking 4 pcs | 064427 | 5340-22-616-4176 |  | 1 | 317.25 | 42.50 | 36.50 | 10 | 285.50 | 38.25 | 32.75 |  |  |  |  | 220 | 170 | 100 | 500 | 298964-1 is color "Desert"<BR> 298964-2 is color RAL 6014<BR> 298964-3 is color RAL 6031<BR> 298964-4 is color RAL 9010<BR> | 84159000 | DK
298974-2 | Drier filter |  |  |  | 1 | 247.50 | 33.25 | 28.50 | 10 | 222.75 | 30.00 | 25.75 |  |  |  |  | 195 | 110 | 95 | 330 | 298974-1 is 1/2" for AC-M18<BR> 298974-2 is 3/8" for AC-M5/AC-M7/AC-M11<BR> 298974-3 is 3/8" for AC24<BR> | 84159000 | DK
298976-5 | Low pressure switch, dry filter | 032297 |  |  | 1 | 465.25 | 62.50 | 53.50 | 10 | 418.75 | 56.25 | 48.25 |  |  |  |  | 195 | 110 | 95 | 400 | 298976-1 is for AC-M16<BR> 298976-2 is for AC-M18<BR> 298976-3 is for CDP<BR> 298976-4 is for non Dantherm brand<BR> 298976-5 is for AC-M7 MKII<BR> 298976-6 is for AC24<BR> | 84159000 | DK
298997 | Thermostat w/manual reset |  | 6685-22-618-4069 |  | 1 | 208.25 | 28.00 | 24.00 | 10 | 187.50 | 25.25 | 21.50 |  |  |  |  | 130 | 220 | 50 | 10 |  | 84159000 | DK
299002 | Thermostat, fan |  | 6685-22-618-4072 |  | 1 | 427.21 | 57.25 | 49.00 | 10 | 384.50 | 51.50 | 44.00 |  |  |  |  | 225 | 135 | 30 | 10 |  | 84159000 | DK
299749 | Bag filter, M5 (F5) |  |  |  | 1 | 361.00 | 48.50 | 41.50 | 10 | 289.00 | 39.00 | 33.50 | 100 | 235.00 | 31.50 | 27.00 | 650 | 350 | 100 | 700 |  | 56031310
299821 | Bag filter, M5 (F5) |  |  |  | 1 | 335.00 | 45.00 | 39.00 | 10 | 268.00 | 36.00 | 31.00 | 100 | 217.50 | 29.50 | 25.00 | 480 | 300 | 100 | 510 |  | 84213925
299886 | Radial fan (without housing), 230 V, 310mm | 840010 |  |  | MSRP price PCS: 1; MSRP price DKK: 3704.50; MSRP price EUR: 496.00; MSRP price GBP: 425.50 | 320 | 320 | 200 | 5302 |  | 84145935 | DE
299894 | TKS-3000A EC, controller, 230 V | 096333,840014,096336,090632 |  |  | MSRP price PCS: 1; MSRP price DKK: 4634.70; MSRP price EUR: 620.50; MSRP price GBP: 532.25 | 180 | 190 | 60 | 906 |  | 85371091 | SE
299901 | Sensor, room, RG-TD5A | 840017 |  |  | MSRP price PCS: 1; MSRP price DKK: 586.50; MSRP price EUR: 78.50; MSRP price GBP: 67.50 | 70 | 70 | 25 | 52 |  | 90319000 | SE
299904 | Sensor, wire, SG-TD5A with 0.5m wire | 840018 |  |  | MSRP price PCS: 1; MSRP price DKK: 791.50; MSRP price EUR: 106.00; MSRP price GBP: 91.00 | 195 | 110 | 95 | 20 |  | 84159000
299906 | Sensor, ambient temperature, UG-TD5A | 840019 |  |  | MSRP price PCS: 1; MSRP price DKK: 660.25; MSRP price EUR: 88.50; MSRP price GBP: 76.00 | 150 | 105 | 70 | 900 |  | 90319000 | SE
299910 | Damper motor, 24 V DC | 840021 |  |  | MSRP price PCS: 1; MSRP price DKK: 1012.00; MSRP price EUR: 135.50; MSRP price GBP: 116.25 | 190 | 110 | 60 | 400 |  | 85011010
299911 | Damper motor, 230 V | 840022 |  |  | MSRP price PCS: 1; MSRP price DKK: 1133.75; MSRP price EUR: 152.00; MSRP price GBP: 130.25 | 0 | 0 | 0 | 411 |  | 85011010
299917 | Bag filter, F7, IF80T, 445 x 592 x 535mm, 7 bags with loops, 25mm wood |  |  |  | 1 | 1464.50 | 196.50 | 168.50 | 10 | 1171.50 | 157.00 | 134.50 | 100 | 952.00 | 127.50 | 109.50 | 100 | 100 | 100 | 1500 |  | 84213925
299922 | Panel filter, M5 (F5) |  |  |  | 1 | 1032.00 | 138.25 | 119.00 | 10 | 826.50 | 111.00 | 95.00 | 100 | 672.00 | 90.00 | 77.50 | 400 | 400 | 130 | 990 |  | 56031110
299923 | Panel filter, M5 (F5) |  |  |  | 1 | 1156.00 | 155.00 | 133.00 | 10 | 925.00 | 124.00 | 106.50 | 100 | 751.50 | 101.00 | 86.50 | 55 | 400 | 130 | 1230 |  | 56031110
299924 | Panel filter, M5 (F5) |  |  |  | 1 | 1318.00 | 177.00 | 152.00 | 10 | 1054.00 | 141.50 | 121.50 | 100 | 856.50 | 115.00 | 98.50 | 550 | 480 | 130 | 1442 |  | 56031110
299926 | Panel filter, cardboard, ePM10 55%, 130/450/450 (M5) | 840007 |  |  | 1 | 635.00 | 85.00 | 73.00 | 10 | 508.50 | 68.50 | 58.50 | 100 | 413.00 | 55.50 | 47.50 | 450 | 450 | 130 | 1790 |  | 56031110
351486 | Water heating coil CDP 35(T) |  |  |  | MSRP price PCS: 1; MSRP price DKK: 2347.50; MSRP price EUR: 314.25; MSRP price GBP: 269.75 | 695 | 265 | 175 | 5520 |  | 84158300
351487 | Water heating coil CDP 45(T) |  |  |  | MSRP price PCS: 1; MSRP price DKK: 3297.50; MSRP price EUR: 441.50; MSRP price GBP: 378.75 | 1010 | 265 | 175 | 8030 |  | 84158300
351488 | Water heating coil CDP 65(T) |  |  |  | MSRP price PCS: 1; MSRP price DKK: 3684.75; MSRP price EUR: 493.25; MSRP price GBP: 423.25 | 1535 | 260 | 165 | 4240 |  | 84158300
396247 | Wall suspension bracket, CDT 20/30/30S |  |  |  | MSRP price PCS: 1; MSRP price DKK: 1109.75; MSRP price EUR: 148.55; MSRP price GBP: 127.50 | 425 | 205 | 55 | 4115 |  | 84158300 | DK
396290 | Float | 175537 |  |  | MSRP price PCS: 1; MSRP price DKK: 583.00; MSRP price EUR: 78.00; MSRP price GBP: 67.00 | 35 | 35 | 20 | 14 | 1 pcs contains 10 pcs | 84159000
428100 | Hose, 1/2" |  |  |  | MSRP price PCS: 1; MSRP price DKK: 26.40; MSRP price EUR: 3.75; MSRP price GBP: 3.25 | 200 | 200 | 10 | 100 |  | 39173100
430174 | Sheet filter, PPI 15 | 175613 |  |  | MSRP price PCS: 1; MSRP price DKK: 73.00; MSRP price EUR: 10.00; MSRP price GBP: 8.50 | 420 | 230 | 15 | 46 |  | 84219990
430252 | Terminal profile, EPDM | 171754,171753,171752 |  |  | MSRP price PCS: 1; MSRP price DKK: 93.73; MSRP price EUR: 12.75; MSRP price GBP: 10.75 | 100 | 100 | 70 | 50 |  | 70199000
431570 | Insulating material, 3/8" | 074558 |  |  | MSRP price PCS: 1; MSRP price DKK: 21.25; MSRP price EUR: 3.00; MSRP price GBP: 2.50 | 10 | 6 | 8 | 150 |  | 40091100
431572 | Insulating material, 6 x 7 | 074558 |  |  | MSRP price PCS: 1; MSRP price DKK: 59.25; MSRP price EUR: 8.00; MSRP price GBP: 7.00 | 28 | 5 | 10 | 150 |  | 40091100
431620 | Insulating material, 1 1/8" | 094813 |  |  | MSRP price PCS: 1; MSRP price DKK: 37.50; MSRP price EUR: 5.25; MSRP price GBP: 4.50 | 28 | 5 | 1 | 150 |  | 40091100 | DK
431680 | Gasket, 50 x 3mm, 15m | 094813 |  |  | MSRP price PCS: 1; MSRP price DKK: 36.00; MSRP price EUR: 5.00; MSRP price GBP: 4.25 | 1 | 1 | 1 | 0 |  | 40091100
460710 | Hex head screw, M8 x 60, FZB | 098448 |  |  | MSRP price PCS: 1; MSRP price DKK: 3.00; MSRP price EUR: 0.50; MSRP price GBP: 0.50 | 65 | 13 | 15 | 26 |  | 73181582
477060 | Lock washer, for ø20mm, with cover |  |  |  | MSRP price PCS: 1; MSRP price DKK: 7.50; MSRP price EUR: 1.00; MSRP price GBP: 0.75 | 1 | 1 | 1 | 25 |  | 73182100
480761 | Capacitor, 30µF | 094825,094821,094235,522752,480736,481023,094236,519352,099608,481305,489251,099607,489250,481194,093795 |  |  | MSRP price PCS: 1; MSRP price DKK: 250.00; MSRP price EUR: 33.50; MSRP price GBP: 28.75 | 100 | 55 | 55 | 174 |  | 85322200
480850 | Flange nut M5 for compressor (480616,480736,480969,481023,481066,482207) | 094823,094825 |  |  | MSRP price PCS: 1; MSRP price DKK: 0.00; MSRP price EUR: 0.00; MSRP price GBP: 0.00 | 1 | 1 | 1 | 5 |  | 84149000
480851 | Rubber washer, ø14/ø6/1mm(480616,480736,480969,481023,481066,482207) | 094825,094823 |  |  | MSRP price PCS: 1; MSRP price DKK: 0.00; MSRP price EUR: 0.00; MSRP price GBP: 0.00 | 14 | 10 | 10 | 50 |  | 84149000
480853 | Vibration damper, h: 37mm | 094825,094823,093795,094235,522752,481023,480736,519352,094236 |  |  | MSRP price PCS: 1; MSRP price DKK: 7.50; MSRP price EUR: 1.00; MSRP price GBP: 0.80 | 100 | 100 | 70 | 100 |  | 40169300
480854 | Thermal motor protection | 094825,094823,522752,094235,480736,099617,622951,093795 |  |  | MSRP price PCS: 1; MSRP price DKK: 33.50; MSRP price EUR: 4.50; MSRP price GBP: 4.00 | 150 | 105 | 70 | 30 |  | 84149000
480855 | Gasket, compressor | 094825,094823,094235,522752,094233,480969,094236,519352,542350,480736,481066,353353,481023,093795,094234 |  |  | MSRP price PCS: 1; MSRP price DKK: 7.50; MSRP price EUR: 1.00; MSRP price GBP: 0.80 | 40 | 50 | 1 | 1 |  | 84149000
480856 | Terminal cover | 094825,094823,094235,094233,480856,480969,481023,519352,094236,542350,522752,094234,481066,353353,093795 |  |  | MSRP price PCS: 1; MSRP price DKK: 8.75; MSRP price EUR: 1.25; MSRP price GBP: 1.00 | 10 | 10 | 10 | 50 |  | 84149000
480857 | Spring for overload protection | 094823,094825 |  |  | MSRP price PCS: 1; MSRP price DKK: 0.00; MSRP price EUR: 0.00; MSRP price GBP: 0.00 | 28 | 15 | 12 | 200 |  | 84149000
481006 | Round spacer, bushing ø10 x 40mm | 094825,094823,094235,522752,480736,519352,094236,481023,093795 |  |  | MSRP price PCS: 1; MSRP price DKK: 11.75; MSRP price EUR: 1.75; MSRP price GBP: 1.50 | 100 | 100 | 70 | 50 |  | 39269097
481023 | Rotary compressor | 094825,094236,519352 |  |  | MSRP price PCS: 1; MSRP price DKK: 1480.50; MSRP price EUR: 198.25; MSRP price GBP: 170.00 | 200 | 200 | 340 | 14560 |  | 84143020
481607 | Plastic locking collet, blue, for 3/8" hose | 098492,099654 |  |  | MSRP price PCS: 1; MSRP price DKK: 27.00; MSRP price EUR: 3.75; MSRP price GBP: 3.25 | 10 | 10 | 10 | 150 |  | 39174000
481737 | Nylon push-in screw | 094583 |  |  | 1 | 27.00 | 3.50 | 3.00 | 10 | 13.50 | 1.75 | 1.50 |  |  |  |  | 11 | 9 | 9 | 5 |  | 39269097
502708 | Electric motor, Carpanelli 90 W, 1500, M56b4 B14, 400 V/50 Hz |  |  |  | MSRP price PCS: 1; MSRP price DKK: 2402.50; MSRP price EUR: 321.75; MSRP price GBP: 275.85 | 370 | 350 | 300 | 2500 |  | 85011093
503950 | Damper motor, 24 V with 5m cable |  |  |  | MSRP price PCS: 1; MSRP price DKK: 2633.00; MSRP price EUR: 352.50; MSRP price GBP: 302.50 | 150 | 150 | 150 | 1500 | <p>All DanX units are bespoke.<br /> To ensure 100% compatibility, please send unit serial or project number from&nbsp; type label to&nbsp;<a href="mailto:danx@dantherm.com">danx@dantherm.com</a>&nbsp;with your compatabillity request.&nbsp;</p> | 85011010
506091 | Heating element, 1000 W 230 V AC | 036917 |  |  | MSRP price PCS: 1; MSRP price DKK: 434.00; MSRP price EUR: 58.25; MSRP price GBP: 50.00 | 185 | 155 | 46 | 500 |  | 85162999
510051 | Starting relay |  |  |  | MSRP price PCS: 1; MSRP price DKK: 161.50; MSRP price EUR: 21.75; MSRP price GBP: 18.75 | 100 | 100 | 50 | 150 |  | 84159000
510052 | Overload protector for relay |  |  |  | MSRP price PCS: 1; MSRP price DKK: 141.50; MSRP price EUR: 19.00; MSRP price GBP: 16.25 | 100 | 100 | 50 | 150 |  | 84159000
510340 | Contactor, DIN rail | 290365 | 5945-22-606-7716 |  | MSRP price PCS: 1; MSRP price DKK: 391.25; MSRP price EUR: 52.50; MSRP price GBP: 45.00 | 100 | 100 | 50 | 150 |  | 85365080
510380 | Contactor |  |  |  | MSRP price PCS: 1; MSRP price DKK: 555.25; MSRP price EUR: 74.50; MSRP price GBP: 63.75 | 80 | 80 | 57 | 330 |  | 85365080
511400 | Relay, thermostat | 290364 |  |  | MSRP price PCS: 1; MSRP price DKK: 643.00; MSRP price EUR: 86.25; MSRP price GBP: 74.00 | 0 | 0 | 0 | 112 |  | 85364900
511420 | Relay, thermostat |  |  |  | MSRP price PCS: 1; MSRP price DKK: 459.25; MSRP price EUR: 61.50; MSRP price GBP: 52.75 | 0 | 0 | 0 | 120 |  | 85364900
511440 | Relay, thermostat |  |  |  | MSRP price PCS: 1; MSRP price DKK: 508.25; MSRP price EUR: 68.25; MSRP price GBP: 58.50 | 0 | 0 | 0 | 335 |  | 85364900
511635 | Relay |  |  |  | MSRP price PCS: 1; MSRP price DKK: 827.00; MSRP price EUR: 110.75; MSRP price GBP: 95.00 | 100 | 100 | 50 | 150 |  | 85364900
513703 | Pressostat, 50-500 Pa |  |  | OBSOLETE | MSRP price PCS: 1; MSRP price DKK: 510.75; MSRP price EUR: 68.50; MSRP price GBP: 58.75 | 100 | 100 | 80 | 150 | <p>All DanX units are bespoke.<br /> To ensure 100% compatibility, please send unit serial or project number from&nbsp; type label to&nbsp;<a href="mailto:danx@dantherm.com">danx@dantherm.com</a>&nbsp;with your compatabillity request.&nbsp;</p> | 90322000
514971 | Contactor, breaker, magnetic switch | 062827 |  |  | MSRP price PCS: 1; MSRP price DKK: 133.50; MSRP price EUR: 18.00; MSRP price GBP: 15.50 | 100 | 100 | 70 | 150 |  | 85365080
515080 | On/off switch, 2-pole, green | 036832,036729 |  |  | MSRP price PCS: 1; MSRP price DKK: 40.25; MSRP price EUR: 5.50; MSRP price GBP: 4.75 | 37 | 30 | 40 | 18 |  | 85365080
515081 | Toggle switch, black |  |  |  | MSRP price PCS: 1; MSRP price DKK: 26.25; MSRP price EUR: 3.50; MSRP price GBP: 3.00 | 37 | 18 | 40 | 8 |  | 85365080
515430 | Speed regulator | 384550 |  |  | MSRP price PCS: 1; MSRP price DKK: 2377.75; MSRP price EUR: 318.50; MSRP price GBP: 273.00 | 72 | 66 | 10 | 150 |  | 85365080
516000 | Fuse, T6, 3 A, 250 V |  |  |  | MSRP price PCS: 1; MSRP price DKK: 13.25; MSRP price EUR: 2.00; MSRP price GBP: 1.75 | 0 | 0 | 0 | 1 |  | 85361010
516010 | Fuse holder |  |  |  | MSRP price PCS: 1; MSRP price DKK: 116.50; MSRP price EUR: 15.75; MSRP price GBP: 13.50 | 10 | 14 | 10 | 50 |  | 85361010
516350 | Hygrostat |  |  |  | MSRP price PCS: 1; MSRP price DKK: 270.25; MSRP price EUR: 36.25; MSRP price GBP: 31.25 | 85 | 40 | 40 | 50 |  | 84159000
517581 | Control board, CDG2 | 094991 |  |  | MSRP price PCS: 1; MSRP price DKK: 1135.00; MSRP price EUR: 152.00; MSRP price GBP: 130.50 | 150 | 95 | 35 | 260 |  | 85371091
517582 | Control board, LEDs for operating signals |  |  |  | MSRP price PCS: 1; MSRP price DKK: 378.00; MSRP price EUR: 50.75; MSRP price GBP: 43.50 | 93 | 15 | 8 | 4 |  | 85371091
517584 | Flat cable, CDG2 diode print |  |  |  | MSRP price PCS: 1; MSRP price DKK: 118.00; MSRP price EUR: 16.00; MSRP price GBP: 13.75 | 75 | 75 | 13 | 22 |  | 84159000
517588 | Label, diode print |  |  |  | MSRP price PCS: 1; MSRP price DKK: 122.00; MSRP price EUR: 16.50; MSRP price GBP: 14.00 | 95 | 45 | 1 | 4 |  | 48211010
517589 | Label/foil, diode print |  |  |  | MSRP price PCS: 1; MSRP price DKK: 45.50; MSRP price EUR: 6.25; MSRP price GBP: 5.25 | 94 | 4 | 1 | 0 |  | 48211010
517593 | Controller, CDG3 | 063939 |  |  | MSRP price PCS: 1; MSRP price DKK: 952.25; MSRP price EUR: 127.50; MSRP price GBP: 109.50 | 155 | 100 | 35 | 290 |  | 85371091
517594 | Controller, CDP 75 125 165 |  |  |  | MSRP price PCS: 1; MSRP price DKK: 259.75; MSRP price EUR: 34.75; MSRP price GBP: 30.00 | 75 | 15 | 7 | 4 |  | 85371091
517596 | Flat cable, diode print |  |  |  | MSRP price PCS: 1; MSRP price DKK: 56.75; MSRP price EUR: 7.75; MSRP price GBP: 6.50 | 70 | 70 | 15 | 10 |  | 84159000
517597 | Heat print, CDG3 | 066485 |  |  | MSRP price PCS: 1; MSRP price DKK: 840.25; MSRP price EUR: 112.50; MSRP price GBP: 96.50 | 60 | 50 | 5 | 250 |  | 85371091
517598 | Label/foil, diode print |  |  |  | MSRP price PCS: 1; MSRP price DKK: 36.00; MSRP price EUR: 5.00; MSRP price GBP: 4.25 | 110 | 40 | 1 | 1 |  | 48211010
517688 | Control board, PCB STMV |  |  |  | MSRP price PCS: 1; MSRP price DKK: 3662.50; MSRP price EUR: 490.25; MSRP price GBP: 420.50 | 150 | 100 | 1 | 750 |  | 85371091
519301 | Hour meter | 036827,036729 |  |  | MSRP price PCS: 1; MSRP price DKK: 263.50; MSRP price EUR: 35.50; MSRP price GBP: 30.25 | 55 | 50 | 30 | 40 |  | 84159000
521259 | Safety switch, three-way |  |  |  | MSRP price PCS: 1; MSRP price DKK: 909.00; MSRP price EUR: 121.75; MSRP price GBP: 104.50 | 90 | 80 | 80 | 110 |  | 85365080
521274 | Safety switch, three-way |  |  |  | MSRP price PCS: 1; MSRP price DKK: 760.00; MSRP price EUR: 101.75; MSRP price GBP: 87.50 | 50 | 5 | 50 | 100 |  | 85365080
522800 | Electrical distributor |  |  |  | MSRP price PCS: 1; MSRP price DKK: 7.50; MSRP price EUR: 1.00; MSRP price GBP: 1.25 | 5 | 5 | 5 | 5 |  | 85369010
523400 | Cable binder | 074558 |  |  | MSRP price PCS: 1; MSRP price DKK: 7.50; MSRP price EUR: 1.00; MSRP price GBP: 0.80 | 142 | 10 | 10 | 10 |  | 84159000 | GB
524490 | Connection, humidity sensor |  |  |  | MSRP price PCS: 1; MSRP price DKK: 24.00; MSRP price EUR: 3.25; MSRP price GBP: 2.75 | 0 | 0 | 0 | 10 |  | 85369010
524593 | Terminal block, two-way |  |  |  | MSRP price PCS: 1; MSRP price DKK: 31.50; MSRP price EUR: 4.25; MSRP price GBP: 3.75 | 20 | 20 | 20 | 5 |  | 85369010
524650 | Electric outlet, 4-pole | 068789 | 5935-22-609-5398 |  | MSRP price PCS: 1; MSRP price DKK: 243.75; MSRP price EUR: 32.75; MSRP price GBP: 28.00 | 0 | 0 | 0 | 24 |  | 85369010
525831 | Junction box, 175 x 250 x 75mm, Fibox Mi200/75t, A | 064396 |  |  | MSRP price PCS: 1; MSRP price DKK: 1044.25; MSRP price EUR: 140.00; MSRP price GBP: 120.00 | 175000 | 250000 | 75000 | 200 |  | 39259020
527540 | Cable seal | 081670 | 5975-12-167-9735 |  | MSRP price PCS: 1; MSRP price DKK: 7.50; MSRP price EUR: 1.00; MSRP price GBP: 0.80 | 0 | 0 | 0 | 3 |  | 84159000
530140 | Radial fan |  |  |  | MSRP price PCS: 1; MSRP price DKK: 3349.00; MSRP price EUR: 448.50; MSRP price GBP: 384.50 | 775 | 650 | 620 | 20000 | <p>All DanX units are bespoke.<br /> To ensure 100% compatibility, please send unit serial or project number from&nbsp; type label to&nbsp;<a href="mailto:danx@dantherm.com">danx@dantherm.com</a>&nbsp;with your compatabillity request.&nbsp;</p> | 84145935
530160 | Radial fan, centrifugal |  |  |  | MSRP price PCS: 1; MSRP price DKK: 4441.25; MSRP price EUR: 594.75; MSRP price GBP: 519.00 | 1600 | 600 | 700 | 47000 | <p>All DanX units are bespoke.<br /> To ensure 100% compatibility, please send unit serial or project number from&nbsp; type label to&nbsp;<a href="mailto:danx@dantherm.com">danx@dantherm.com</a>&nbsp;with your compatabillity request.&nbsp;</p> | 84145915
530225 | Radial fan |  |  |  | MSRP price PCS: 1; MSRP price DKK: 1394.00; MSRP price EUR: 186.75; MSRP price GBP: 160.00 | 0 | 0 | 0 | 2880 |  | 84145935
530226 | Radial fan |  |  |  | MSRP price PCS: 1; MSRP price DKK: 2189.25; MSRP price EUR: 293.00; MSRP price GBP: 251.50 | 0 | 0 | 0 | 4520 |  | 84145935
530253 | Radial fan |  |  |  | MSRP price PCS: 1; MSRP price DKK: 3588.75; MSRP price EUR: 480.50; MSRP price GBP: 412.25 | 445 | 445 | 395 | 36000 | <p>All DanX units are bespoke.<br /> To ensure 100% compatibility, please send unit serial or project number from&nbsp; type label to&nbsp;<a href="mailto:danx@dantherm.com">danx@dantherm.com</a>&nbsp;with your compatabillity request.&nbsp;</p> | 84145935
531520 | Radial fan, with housing | 090958 |  |  | MSRP price PCS: 1; MSRP price DKK: 3712.50; MSRP price EUR: 497.00; MSRP price GBP: 426.25 | 510 | 430 | 410 | 15700 |  | 84145935
531571 | Fan with housing, DDM 9/7 |  |  |  | MSRP price PCS: 1; MSRP price DKK: 2628.50; MSRP price EUR: 352.00; MSRP price GBP: 302.00 | 500 | 450 | 410 | 12800 |  | 84145935
531630 | Radial fan |  |  |  | MSRP price PCS: 1; MSRP price DKK: 3687.00; MSRP price EUR: 493.75; MSRP price GBP: 423.50 | 445 | 395 | 445 | 15000 | <p>All DanX units are bespoke.<br /> To ensure 100% compatibility, please send unit serial or project number from&nbsp; type label to&nbsp;<a href="mailto:danx@dantherm.com">danx@dantherm.com</a>&nbsp;with your compatabillity request.&nbsp;</p> | 84159000
531672 | Radial fan | 060275,172592,293736 | 4140-22-615-5761 |  | MSRP price PCS: 1; MSRP price DKK: 755.25; MSRP price EUR: 101.25; MSRP price GBP: 86.75 | 230 | 230 | 100 | 1400 |  | 84145935
531690 | Condenser, 4.0µF/400 V |  |  |  | MSRP price PCS: 1; MSRP price DKK: 136.75; MSRP price EUR: 18.50; MSRP price GBP: 15.75 | 30 | 30 | 56 | 10 |  | 85322200
531700 | Radial fan, with housing |  |  |  | MSRP price PCS: 1; MSRP price DKK: 4647.50; MSRP price EUR: 622.25; MSRP price GBP: 533.75 | 530 | 480 | 470 | 23814 |  | 84145935
531793 | Capacitor, 2.5µF | 061557 | 5910-22-624-7766 |  | MSRP price PCS: 1; MSRP price DKK: 71.75; MSRP price EUR: 9.75; MSRP price GBP: 8.25 | 150 | 105 | 70 | 70 |  | 85322200
532480 | Fan motor, 5 W, 220 V |  |  |  | MSRP price PCS: 1; MSRP price DKK: 274.25; MSRP price EUR: 36.75; MSRP price GBP: 31.50 | 90 | 85 | 95 | 840 |  | 84145925
532490 | Fan motor, 11 W, 230 V | 072396,032857,072410 |  |  | MSRP price PCS: 1; MSRP price DKK: 350.50; MSRP price EUR: 47.00; MSRP price GBP: 40.25 | 100 | 85 | 95 | 1145 |  | 84145925
532510 | Axial fan, blade 230mm | 036765,036826,036826,072410,036765,072396 |  |  | MSRP price PCS: 1; MSRP price DKK: 27.75; MSRP price EUR: 3.75; MSRP price GBP: 3.25 | 230 | 230 | 45 | 70 |  | 84145925
532530 | Axial fan, alu blade 300mm | 037099,037101,082830,072398 | 4140-22-615-5762 |  | MSRP price PCS: 1; MSRP price DKK: 71.75; MSRP price EUR: 9.75; MSRP price GBP: 8.25 | 80 | 80 | 30 | 54 |  | 84145925
532531 | Axial fan, alu blade 350mm | 037125,293771,037123 |  |  | MSRP price PCS: 1; MSRP price DKK: 245.00; MSRP price EUR: 39.00; MSRP price GBP: 28.25 | 350 | 350 | 50 | 246 |  | 84145925
532571 | Axial fan, Q motor 34 W, 230 V | 037123,037124 | 4140-22-615-5763 |  | MSRP price PCS: 1; MSRP price DKK: 561.75; MSRP price EUR: 75.25; MSRP price GBP: 64.50 | 120 | 90 | 90 | 2144 |  | 84145925
532572 | Axial fan, Q motor 25 W, 230 V | 037099,032873,072398 |  |  | MSRP price PCS: 1; MSRP price DKK: 501.25; MSRP price EUR: 67.25; MSRP price GBP: 57.75 | 125 | 85 | 95 | 1900 |  | 84145925
535070 | V belt 12.7 x 1582mm, SPA 1582 |  |  |  | MSRP price PCS: 1; MSRP price DKK: 213.00; MSRP price EUR: 28.75; MSRP price GBP: 24.50 | 10 | 10 | 10 | 100 | <p>All DanX units are bespoke.<br /> To ensure 100% compatibility, please send unit serial or project number from&nbsp; type label to&nbsp;<a href="mailto:danx@dantherm.com">danx@dantherm.com</a>&nbsp;with your compatabillity request.&nbsp;</p> | 40103200
535080 | V belt 12.7 x 1532mm, SPA 1532 |  |  |  | MSRP price PCS: 1; MSRP price DKK: 213.75; MSRP price EUR: 28.75; MSRP price GBP: 24.75 | 0 | 0 | 0 | 183 | <p>All DanX units are bespoke.<br /> To ensure 100% compatibility, please send unit serial or project number from&nbsp; type label to&nbsp;<a href="mailto:danx@dantherm.com">danx@dantherm.com</a>&nbsp;with your compatabillity request.&nbsp;</p> | 40103200
540131 | Spacer piece, grey, 3M Bumpon | 094811 |  |  | MSRP price PCS: 1; MSRP price DKK: 15.25; MSRP price EUR: 2.00; MSRP price GBP: 1.75 | 0 | 0 | 0 | 5 |  | 39269097
540730 | Wheel |  | 2630-22-123-3300 |  | MSRP price PCS: 1; MSRP price DKK: 198.25; MSRP price EUR: 26.50; MSRP price GBP: 22.75 | 270 | 270 | 60 | 2920 |  | 86071910
541774 | Adjusting knob |  |  |  | MSRP price PCS: 1; MSRP price DKK: 19.00; MSRP price EUR: 2.75; MSRP price GBP: 2.25 | 20 | 40 | 40 | 8 |  | 85365080
541820 | Hinge | 071018 |  |  | MSRP price PCS: 1; MSRP price DKK: 138.75; MSRP price EUR: 18.75; MSRP price GBP: 16.00 | 100 | 80 | 15 | 25 |  | 83021000
542110 | Damper arm, KH8 Belimo |  |  |  | MSRP price PCS: 1; MSRP price DKK: 238.00; MSRP price EUR: 32.00; MSRP price GBP: 27.50 | 100 | 40 | 10 | 500 | <p>All DanX units are bespoke.<br /> To ensure 100% compatibility, please send unit serial or project number from&nbsp; type label to&nbsp;<a href="mailto:danx@dantherm.com">danx@dantherm.com</a>&nbsp;with your compatabillity request.&nbsp;</p> | 84159000
542150 | Ball joint KG8 |  |  |  | MSRP price PCS: 1; MSRP price DKK: 259.75; MSRP price EUR: 35.00; MSRP price GBP: 30.00 | 100 | 0 | 70 | 550 | <p>All DanX units are bespoke.<br /> To ensure 100% compatibility, please send unit serial or project number from&nbsp; type label to&nbsp;<a href="mailto:danx@dantherm.com">danx@dantherm.com</a>&nbsp;with your compatabillity request.&nbsp;</p> | 84159000 | DK
546101 | Air grille, alu | 171754 |  |  | MSRP price PCS: 1; MSRP price DKK: 1259.50; MSRP price EUR: 168.75; MSRP price GBP: 144.75 | 400 | 150 | 50 | 1000 |  | 76169990
546102 | Air grille, alu | 171753 |  |  | MSRP price PCS: 1; MSRP price DKK: 1820.25; MSRP price EUR: 243.75; MSRP price GBP: 209.00 | 750 | 150 | 30 | 2000 |  | 76169990
546103 | Grill | 171752 |  |  | MSRP price PCS: 1; MSRP price DKK: 2967.50; MSRP price EUR: 397.25; MSRP price GBP: 340.75 | 1300 | 150 | 50 | 2000 |  | 76169990
546108 | Clip for grille, CDP | 171753,171752,171754 |  |  | MSRP price PCS: 1; MSRP price DKK: 12.00; MSRP price EUR: 1.75; MSRP price GBP: 1.50 | 100 | 100 | 50 | 10 |  | 84151010
546138 | Damper, 1860 x 340mm |  |  |  | MSRP price PCS: 1; MSRP price DKK: 3154.25; MSRP price EUR: 422.25; MSRP price GBP: 365.25 | 0 | 0 | 0 | 12000 | <p>All DanX units are bespoke.<br /> To ensure 100% compatibility, please send unit serial or project number from&nbsp; type label to&nbsp;<a href="mailto:danx@dantherm.com">danx@dantherm.com</a>&nbsp;with your compatabillity request.&nbsp;</p> | 84159000
551187 | Power supply cable, 3.5m | 036767 |  |  | MSRP price PCS: 1; MSRP price DKK: 106.75; MSRP price EUR: 14.50; MSRP price GBP: 12.50 | 220 | 100 | 100 | 520 |  | 84159000
551987 | Wiring set, CDP 35/45/65 | 293737,293724 |  |  | MSRP price PCS: 1; MSRP price DKK: 390.00; MSRP price EUR: 52.25; MSRP price GBP: 45.00 | 200 | 150 | 20 | 130 |  | 84159000
555551 | Spring for motor protection | 054088,094235,094233,542350,522752,480969,481023,094236,094236,481023,480854,099617,622951,480736,093795,094234,519352,519352,481066,353353,099779,622954 |  |  | MSRP price PCS: 1; MSRP price DKK: 21.00; MSRP price EUR: 3.00; MSRP price GBP: 2.50 | 100 | 100 | 70 | 50 |  | 84149000
555552 | Flange nut M5 | 054088,094235,522752,480969,094237,480616,522852,481023,519352,094233,542350,094236,099608,481305,489251,094238,099595,649450,481194,489250,093793,353353,522853,649350,480236,480059,093795,099607,099613,094234,481066,480736,481594 |  |  | MSRP price PCS: 1; MSRP price DKK: 10.00; MSRP price EUR: 1.50; MSRP price GBP: 1.25 | 50 | 50 | 1 | 4 |  | 84149000
560430 | Vibration damper, ø50 x 50mm, M10 |  |  |  | MSRP price PCS: 1; MSRP price DKK: 155.25; MSRP price EUR: 21.00; MSRP price GBP: 18.00 | 50 | 50 | 50 | 182 | <p>All DanX units are bespoke.<br /> To ensure 100% compatibility, please send unit serial or project number from&nbsp; type label to&nbsp;<a href="mailto:danx@dantherm.com">danx@dantherm.com</a>&nbsp;with your compatabillity request.&nbsp;</p> | 40169300
560440 | Gasket, combi thermostat | 891100 | 5330-22-608-9969 |  | MSRP price PCS: 1; MSRP price DKK: 28.00; MSRP price EUR: 3.75; MSRP price GBP: 3.25 | 0 | 0 | 0 | 20 |  | 70199000
560745 | Measuring flange | 062065,062027,062018 |  |  | MSRP price PCS: 1; MSRP price DKK: 10.00; MSRP price EUR: 1.50; MSRP price GBP: 1.25 | 370 | 20 | 475 | 500 |  | 84159000
561451 | Heat gasket, 1 1/4" for Maneurop compressor |  |  |  | MSRP price PCS: 1; MSRP price DKK: 12.75; MSRP price EUR: 1.75; MSRP price GBP: 1.50 | 25 | 25 | 2 | 1 | <p>All DanX units are bespoke.<br /> To ensure 100% compatibility, please send unit serial or project number from&nbsp; type label to&nbsp;<a href="mailto:danx@dantherm.com">danx@dantherm.com</a>&nbsp;with your compatabillity request.&nbsp;</p> | 70199000 | DK
565745 | Water container | 175534 |  |  | MSRP price PCS: 1; MSRP price DKK: 482.25; MSRP price EUR: 64.75; MSRP price GBP: 55.50 | 320 | 135 | 195 | 996 |  | 39269097 | DK
570003 | Water heating coil, 3RR DanX 3/6 |  |  |  | MSRP price PCS: 1; MSRP price DKK: 3767.50; MSRP price EUR: 504.50; MSRP price GBP: 432.75 | 1200 | 800 | 300 | 21000 | <p>All DanX units are bespoke.<br /> To ensure 100% compatibility, please send unit serial or project number from&nbsp; type label to&nbsp;<a href="mailto:danx@dantherm.com">danx@dantherm.com</a>&nbsp;with your compatabillity request.&nbsp;</p> | 84189910
570005 | Water heating coil, 2RR DanX 5/10 |  |  |  | MSRP price PCS: 1; MSRP price DKK: 4356.50; MSRP price EUR: 583.25; MSRP price GBP: 500.25 | 1500 | 800 | 150 | 20000 | <p>All DanX units are bespoke.<br /> To ensure 100% compatibility, please send unit serial or project number from&nbsp; type label to&nbsp;<a href="mailto:danx@dantherm.com">danx@dantherm.com</a>&nbsp;with your compatabillity request.&nbsp;</p> | 84195020
570006 | Water heating coil, 3RR DanX 5/10 |  |  |  | MSRP price PCS: 1; MSRP price DKK: 6874.00; MSRP price EUR: 920.25; MSRP price GBP: 789.25 | 1500 | 800 | 150 | 32000 | <p>All DanX units are bespoke.<br /> To ensure 100% compatibility, please send unit serial or project number from&nbsp; type label to&nbsp;<a href="mailto:danx@dantherm.com">danx@dantherm.com</a>&nbsp;with your compatabillity request.&nbsp;</p> | 84195020
572861 | Panel filter, F5 |  |  |  | MSRP price PCS: 1; MSRP price DKK: 721.25; MSRP price EUR: 94.00; MSRP price GBP: 80.50 | 220 | 290 | 94 | 750 |  | 56031110
572862 | Panel filter, PL01-ePM1 70% |  |  |  | MSRP price PCS: 1; MSRP price DKK: 1708.50; MSRP price EUR: 228.75; MSRP price GBP: 196.25 | 290 | 220 | 94 | 1500 |  | 56031110
572863 | Panel filter, F5 |  |  |  | 1 | 616.00 | 82.50 | 70.75 | 10 | 493.00 | 66.00 | 56.50 |  |  |  |  | 390 | 290 | 95 | 744 |  | 56031110
572864 | Panel filter, F9 |  |  |  | 1 | 1508.50 | 202.00 | 173.25 | 10 | 1206.75 | 161.50 | 138.50 |  |  |  |  | 390 | 290 | 94 | 1000 |  | 56031110
572944 | Bag filter, coarse 60% (G4), 490 x 592 x 370-05-25, plast frame, synthetic |  |  |  | MSRP price PCS: 1; MSRP price DKK: 561.00; MSRP price EUR: 75.00; MSRP price GBP: 64.50 | 0 | 0 | 0 | 750 | <p>All DanX units are bespoke.<br /> To ensure 100% compatibility, please send unit serial or project number from&nbsp; type label to&nbsp;<a href="mailto:danx@dantherm.com">danx@dantherm.com</a>&nbsp;with your compatabillity request.&nbsp;</p> | 84213925
572945 | Bag filter, coarse 60% (G4), 287 x 592 x 370-03-25, plast frame, synthetic |  |  |  | MSRP price PCS: 1; MSRP price DKK: 490.00; MSRP price EUR: 66.00; MSRP price GBP: 57.00 | 590 | 285 | 90 | 780 | <p>All DanX units are bespoke.<br /> To ensure 100% compatibility, please send unit serial or project number from&nbsp; type label to&nbsp;<a href="mailto:danx@dantherm.com">danx@dantherm.com</a>&nbsp;with your compatabillity request.&nbsp;</p> | 84213925
572971 | Bag filter, M5, 592 x 592 x 370-06-25, plastic frame/glass fibre |  |  |  | MSRP price PCS: 1; MSRP price DKK: 501.50; MSRP price EUR: 67.25; MSRP price GBP: 57.60 | 600 | 615 | 80 | 1232 | <p>All DanX units are bespoke.<br /> To ensure 100% compatibility, please send unit serial or project number from&nbsp; type label to&nbsp;<a href="mailto:danx@dantherm.com">danx@dantherm.com</a>&nbsp;with your compatabillity request.&nbsp;</p> | 84213925
572972 | Bag filter, F7, 592 x 592 x 380-10-25, plastic frame/glass fibre |  |  |  | MSRP price PCS: 1; MSRP price DKK: 862.75; MSRP price EUR: 115.50; MSRP price GBP: 99.00 | 600 | 615 | 80 | 1826 | <p>All DanX units are bespoke.<br /> To ensure 100% compatibility, please send unit serial or project number from&nbsp; type label to&nbsp;<a href="mailto:danx@dantherm.com">danx@dantherm.com</a>&nbsp;with your compatabillity request.&nbsp;</p> | 84213925
572973 | Bag filter, M5, 490 x 592 x 370-05-25, plastic frame/glass fibre |  |  |  | MSRP price PCS: 1; MSRP price DKK: 515.00; MSRP price EUR: 69.00; MSRP price GBP: 59.00 | 595 | 490 | 70 | 1006 | <p>All DanX units are bespoke.<br /> To ensure 100% compatibility, please send unit serial or project number from&nbsp; type label to&nbsp;<a href="mailto:danx@dantherm.com">danx@dantherm.com</a>&nbsp;with your compatabillity request.&nbsp;</p> | 84213925
572974 | Bag filter, M5, 287 x 592 x 370-03-25, plastic frame/glass fibre |  |  |  | MSRP price PCS: 1; MSRP price DKK: 546.00; MSRP price EUR: 74.00; MSRP price GBP: 63.00 | 590 | 285 | 80 | 666 | <p>All DanX units are bespoke.<br /> To ensure 100% compatibility, please send unit serial or project number from&nbsp; type label to&nbsp;<a href="mailto:danx@dantherm.com">danx@dantherm.com</a>&nbsp;with your compatabillity request.&nbsp;</p> | 84213925
572975 | Bag filter, F7, 490 x 592 x 380-08-25, plastic frame/glass fibre |  |  |  | MSRP price PCS: 1; MSRP price DKK: 761.00; MSRP price EUR: 102.00; MSRP price GBP: 88.00 | 590 | 490 | 80 | 1515 | <p>All DanX units are bespoke.<br /> To ensure 100% compatibility, please send unit serial or project number from&nbsp; type label to&nbsp;<a href="mailto:danx@dantherm.com">danx@dantherm.com</a>&nbsp;with your compatabillity request.&nbsp;</p> | 84213925
572976 | Bag filter, F7, 287 x 592 x 380-05-25, plastic frame/glass fibre |  |  |  | MSRP price PCS: 1; MSRP price DKK: 552.50; MSRP price EUR: 74.00; MSRP price GBP: 64.00 | 585 | 285 | 80 | 840 | <p>All DanX units are bespoke.<br /> To ensure 100% compatibility, please send unit serial or project number from&nbsp; type label to&nbsp;<a href="mailto:danx@dantherm.com">danx@dantherm.com</a>&nbsp;with your compatabillity request.&nbsp;</p> | 84213925
574002 | Panel filter, G4, 525 x 315 x 2mm, Danline 8.0 |  |  |  | 1 | 630.00 | 84.50 | 72.50 | 10 | 504.00 | 67.50 | 58.00 |  |  |  |  | 0 | 0 | 0 | 300 |  | 56031110 | IE
600016 | Condenser | 037126 |  |  | MSRP price PCS: 1; MSRP price DKK: 2339.00; MSRP price EUR: 313.25; MSRP price GBP: 268.75 | 540 | 300 | 610 | 5700 |  | 84189910
600017 | Evaporator | 037126 |  |  | MSRP price PCS: 1; MSRP price DKK: 1760.00; MSRP price EUR: 236.00; MSRP price GBP: 202.25 | 500 | 400 | 150 | 15000 |  | 84189910
600019 | Combi coil, CDT | 037102 |  |  | MSRP price PCS: 1; MSRP price DKK: 2008.25; MSRP price EUR: 269.00; MSRP price GBP: 230.75 | 420 | 355 | 225 | 4630 |  | 84159000
600020 | Evaporator |  |  |  | MSRP price PCS: 1; MSRP price DKK: 2528.50; MSRP price EUR: 338.50; MSRP price GBP: 290.50 | 630 | 430 | 115 | 7910 |  | 84189910
600026 | Condenser, for CDP 75 |  |  |  | MSRP price PCS: 1; MSRP price DKK: 2666.00; MSRP price EUR: 357.00; MSRP price GBP: 306.25 | 570 | 480 | 200 | 8180 |  | 84189910
600027 | Evaporator, CDP 75 |  |  |  | MSRP price PCS: 1; MSRP price DKK: 1991.50; MSRP price EUR: 266.75; MSRP price GBP: 229.00 | 580 | 350 | 150 | 5180 |  | 84189910
600028 | Evaporator |  |  |  | MSRP price PCS: 1; MSRP price DKK: 3831.00; MSRP price EUR: 513.00; MSRP price GBP: 440.00 | 810 | 500 | 150 | 11400 |  | 84189910
600029 | Condenser |  |  |  | MSRP price PCS: 1; MSRP price DKK: 4028.50; MSRP price EUR: 539.50; MSRP price GBP: 462.50 | 810 | 500 | 150 | 21800 |  | 84189910
600072 | Evaporator |  |  |  | MSRP price PCS: 1; MSRP price DKK: 944.00; MSRP price EUR: 126.50; MSRP price GBP: 108.50 | 605 | 205 | 90 | 2130 |  | 84189910
600940 | Condenser |  |  |  | MSRP price PCS: 1; MSRP price DKK: 3365.50; MSRP price EUR: 450.50; MSRP price GBP: 386.50 | 690 | 690 | 180 | 14060 |  | 84189910
600972 | Condenser |  |  |  | MSRP price PCS: 1; MSRP price DKK: 1223.75; MSRP price EUR: 164.00; MSRP price GBP: 140.50 | 1000 | 300 | 100 | 3500 |  | 84189910
600974 | Evaporator |  |  |  | MSRP price PCS: 1; MSRP price DKK: 1185.00; MSRP price EUR: 158.75; MSRP price GBP: 136.00 | 910 | 205 | 90 | 3020 |  | 84189910
600975 | Condenser |  |  |  | MSRP price PCS: 1; MSRP price DKK: 2784.25; MSRP price EUR: 373.00; MSRP price GBP: 320.00 | 0 | 0 | 0 | 12000 |  | 84189910
600977 | Evaporator, 210 x 98, CDP 65 |  |  |  | MSRP price PCS: 1; MSRP price DKK: 2340.25; MSRP price EUR: 313.50; MSRP price GBP: 269.00 | 1520 | 270 | 190 | 6000 |  | 84189910
600978 | Condenser |  |  |  | MSRP price PCS: 1; MSRP price DKK: 1036.50; MSRP price EUR: 139.00; MSRP price GBP: 119.00 | 605 | 205 | 90 | 2255 |  | 84189910
600990 | Condenser |  |  |  | MSRP price PCS: 1; MSRP price DKK: 520.50; MSRP price EUR: 69.75; MSRP price GBP: 60.00 | 430 | 127 | 60 | 830 |  | 84189910
601013 | Combi coil, left, 3/6 MT 64 |  |  |  | MSRP price PCS: 1; MSRP price DKK: 5773.75; MSRP price EUR: 773.00; MSRP price GBP: 663.00 | 800 | 950 | 400 | 18000 | <p>All DanX units are bespoke.<br /> To ensure 100% compatibility, please send unit serial or project number from&nbsp; type label to&nbsp;<a href="mailto:danx@dantherm.com">danx@dantherm.com</a>&nbsp;with your compatabillity request.&nbsp;</p> | 84159000
601014 | Combi coil, right, 3/6 MT 64 |  |  |  | MSRP price PCS: 1; MSRP price DKK: 5769.00; MSRP price EUR: 772.50; MSRP price GBP: 662.50 | 800 | 950 | 440 | 18000 | <p>All DanX units are bespoke.<br /> To ensure 100% compatibility, please send unit serial or project number from&nbsp; type label to&nbsp;<a href="mailto:danx@dantherm.com">danx@dantherm.com</a>&nbsp;with your compatabillity request.&nbsp;</p> | 84159000
601020 | Condenser, water-cooled | 033256 |  |  | MSRP price PCS: 1; MSRP price DKK: 3699.00; MSRP price EUR: 495.25; MSRP price GBP: 424.75 | 100 | 270 | 650 | 2000 |  | 84189910
601022 | Combi coil, left, 7/14 MT 125 |  |  |  | MSRP price PCS: 1; MSRP price DKK: 10181.75; MSRP price EUR: 1363.00; MSRP price GBP: 1169.00 | 1700 | 260 | 830 | 25000 | <p>All DanX units are bespoke.<br /> To ensure 100% compatibility, please send unit serial or project number from&nbsp; type label to&nbsp;<a href="mailto:danx@dantherm.com">danx@dantherm.com</a>&nbsp;with your compatabillity request.&nbsp;</p> | 84159000
601025 | Combi coil, right, DanX 5/10 8RR |  |  |  | MSRP price PCS: 1; MSRP price DKK: 14615.75; MSRP price EUR: 1956.75; MSRP price GBP: 1679.00 | 1460 | 800 | 480 | 25000 | <p>All DanX units are bespoke.<br /> To ensure 100% compatibility, please send unit serial or project number from&nbsp; type label to&nbsp;<a href="mailto:danx@dantherm.com">danx@dantherm.com</a>&nbsp;with your compatabillity request.&nbsp;</p> | 84159000
601037 | Combi coil, left, 16/32 6RR |  |  |  | MSRP price PCS: 1; MSRP price DKK: 20636.00; MSRP price EUR: 2762.50; MSRP price GBP: 2369.25 | 2300 | 400 | 1400 | 140000 | <p>All DanX units are bespoke.<br /> To ensure 100% compatibility, please send unit serial or project number from&nbsp; type label to&nbsp;<a href="mailto:danx@dantherm.com">danx@dantherm.com</a>&nbsp;with your compatabillity request.&nbsp;</p> | 84159000
601038 | Combi coil, right, 16/32 6RR |  |  |  | MSRP price PCS: 1; MSRP price DKK: 20636.00; MSRP price EUR: 2762.50; MSRP price GBP: 2369.25 | 2300 | 400 | 1400 | 140000 | <p>All DanX units are bespoke.<br /> To ensure 100% compatibility, please send unit serial or project number from&nbsp; type label to&nbsp;<a href="mailto:danx@dantherm.com">danx@dantherm.com</a>&nbsp;with your compatabillity request.&nbsp;</p> | 84159000
601040 | Water-cooled condenser |  |  |  | MSRP price PCS: 1; MSRP price DKK: 11536.50; MSRP price EUR: 1544.50; MSRP price GBP: 1324.50 | 850 | 300 | 500 | 19000 | <p>All DanX units are bespoke.<br /> To ensure 100% compatibility, please send unit serial or project number from&nbsp; type label to&nbsp;<a href="mailto:danx@dantherm.com">danx@dantherm.com</a>&nbsp;with your compatabillity request.&nbsp;</p> | 84159000
601090 | Condenser, water-cooled |  |  |  | MSRP price PCS: 1; MSRP price DKK: 4452.25; MSRP price EUR: 596.00; MSRP price GBP: 512.00 | 310 | 315 | 110 | 15000 |  | 84189910
601100 | Water-cooled condenser |  |  |  | MSRP price PCS: 1; MSRP price DKK: 7161.00; MSRP price EUR: 959.00; MSRP price GBP: 822.25 | 360 | 360 | 190 | 8300 | <p>All DanX units are bespoke.<br /> To ensure 100% compatibility, please send unit serial or project number from&nbsp; type label to&nbsp;<a href="mailto:danx@dantherm.com">danx@dantherm.com</a>&nbsp;with your compatabillity request.&nbsp;</p> | 84159000
601101 | Condenser, water-cooled condenser |  |  |  | MSRP price PCS: 1; MSRP price DKK: 17869.50; MSRP price EUR: 2392.50; MSRP price GBP: 2052.00 | 1000 | 300 | 1000 | 55000 | <p>All DanX units are bespoke.<br /> To ensure 100% compatibility, please send unit serial or project number from&nbsp; type label to&nbsp;<a href="mailto:danx@dantherm.com">danx@dantherm.com</a>&nbsp;with your compatabillity request.&nbsp;</p> | 84189910
601102 | Condenser, water-cooled condenser |  |  |  | MSRP price PCS: 1; MSRP price DKK: 28372.00; MSRP price EUR: 3798.50; MSRP price GBP: 3257.50 | 1000 | 300 | 1000 | 53000 | <p>All DanX units are bespoke.<br /> To ensure 100% compatibility, please send unit serial or project number from&nbsp; type label to&nbsp;<a href="mailto:danx@dantherm.com">danx@dantherm.com</a>&nbsp;with your compatabillity request.&nbsp;</p> | 84189910
601922 | Reciprocating compressor, Tecumseh Tfh 5524 C 3 x 400 V, bare |  |  |  | MSRP price PCS: 1; MSRP price DKK: 3757.00; MSRP price EUR: 503.00; MSRP price GBP: 431.50 | 270 | 230 | 370 | 29620 |  | 84143081
601923 | Reciprocating compressor, 1 x 230 V, 50 Hz | 046027 |  |  | MSRP price PCS: 1; MSRP price DKK: 4008.00; MSRP price EUR: 537.00; MSRP price GBP: 460.25 | 300 | 380 | 410 | 31500 |  | 84143081
601925 | Capacitor | 064396,046027 |  |  | MSRP price PCS: 1; MSRP price DKK: 444.00; MSRP price EUR: 59.50; MSRP price GBP: 51.00 | 130 | 60 | 60 | 272 |  | 84149000
601926 | Starting capacitor | 046027,064396 |  |  | MSRP price PCS: 1; MSRP price DKK: 250.00; MSRP price EUR: 33.50; MSRP price GBP: 29.00 | 135 | 50 | 60 | 180 |  | 84149000
601927 | Relay | 046027,064396 |  |  | MSRP price PCS: 1; MSRP price DKK: 432.75; MSRP price EUR: 58.00; MSRP price GBP: 50.00 | 50 | 50 | 50 | 50 |  | 84149000
601928 | Vibration damper | 046027 |  |  | MSRP price PCS: 1; MSRP price DKK: 50.00; MSRP price EUR: 6.75; MSRP price GBP: 5.75 | 50 | 50 | 50 | 50 |  | 40169300
601929 | Bushing | 046027 |  |  | MSRP price PCS: 1; MSRP price DKK: 35.00; MSRP price EUR: 4.75; MSRP price GBP: 4.25 | 50 | 50 | 50 | 50 |  | 84149000
602021 | Reciprocating compressor, 3 x 400 V/50 Hz |  |  |  | MSRP price PCS: 1; MSRP price DKK: 4142.00; MSRP price EUR: 554.50; MSRP price GBP: 475.75 | 260 | 310 | 340 | 24920 |  | 84143081
602023 | Reciprocating compressor, 3 x 230 V |  |  |  | MSRP price PCS: 1; MSRP price DKK: 6314.00; MSRP price EUR: 845.50; MSRP price GBP: 725.00 | 0 | 0 | 0 | 25500 |  | 84143081
602230 | Valve, V06 |  | 4820-22-610-9618 |  | MSRP price PCS: 1; MSRP price DKK: 503.50; MSRP price EUR: 67.50; MSRP price GBP: 58.00 | 90 | 90 | 55 | 240 |  | 90329000
602250 | Valve, V09 |  |  |  | MSRP price PCS: 1; MSRP price DKK: 503.50; MSRP price EUR: 67.50; MSRP price GBP: 58.00 | 90 | 90 | 55 | 270 |  | 90329000
602444 | Capacitor 25µF/400 V | 602441,602447,293737,293724 |  |  | MSRP price PCS: 1; MSRP price DKK: 444.75; MSRP price EUR: 59.75; MSRP price GBP: 51.25 | 130 | 45 | 45 | 185 |  | 84149000 | IT
602448 | Rotary compressor, 240 V | 602447 |  |  | MSRP price PCS: 1; MSRP price DKK: 2805.00; MSRP price EUR: 375.50; MSRP price GBP: 322.00 | 230 | 180 | 290 | 11680 |  | 84143020
602449 | Rotary compressor | 293737 |  |  | MSRP price PCS: 1; MSRP price DKK: 2860.25; MSRP price EUR: 383.00; MSRP price GBP: 328.50 | 240 | 200 | 290 | 12650 |  | 84143020
602450 | Vibration damper | 602441,602447,293737,293724 |  |  | MSRP price PCS: 1; MSRP price DKK: 33.75; MSRP price EUR: 4.50; MSRP price GBP: 4.00 | 32 | 37 | 37 | 20 |  | 40169300
602451 | Overload protection | 602447 |  |  | MSRP price PCS: 1; MSRP price DKK: 161.75; MSRP price EUR: 21.75; MSRP price GBP: 18.75 | 80 | 35 | 26 | 14 |  | 84149000
602452 | Overload protection | 293737,061242 |  |  | MSRP price PCS: 1; MSRP price DKK: 175.00; MSRP price EUR: 23.50; MSRP price GBP: 20.25 | 80 | 27 | 27 | 12 |  | 84149000
602455 | Cover, compressor | 602441,293737,060462,293724,602447, |  |  | MSRP price PCS: 1; MSRP price DKK: 95.65; MSRP price EUR: 13.00; MSRP price GBP: 11.00 | 85 | 66 | 40 | 40 |  | 84149000
602456 | Gasket, compressor cover | 602441,293737,293724,602447 |  |  | MSRP price PCS: 1; MSRP price DKK: 91.50; MSRP price EUR: 12.25; MSRP price GBP: 10.50 | 90 | 76 | 10 | 14 |  | 84149000
602457 | Nut M6 | 602447,293737,293724,602441 |  |  | MSRP price PCS: 1; MSRP price DKK: 27.25; MSRP price EUR: 3.75; MSRP price GBP: 3.25 | 5 | 10 | 10 | 4 |  | 84149000
602740 | Liquid receiver, 0.88 litres | 071040,290324 |  |  | MSRP price PCS: 1; MSRP price DKK: 274.25; MSRP price EUR: 36.75; MSRP price GBP: 31.50 | 235 | 110 | 80 | 662 |  | 84189910 | DK
602790 | Liquid receiver | 081870 |  |  | MSRP price PCS: 1; MSRP price DKK: 534.00; MSRP price EUR: 71.50; MSRP price GBP: 61.50 | 320 | 150 | 150 | 2200 |  | 84189910
602822 | Bitzer/safety valve, adapter for pressure relief valve connection |  |  |  | MSRP price PCS: 1; MSRP price DKK: 735.00; MSRP price EUR: 98.50; MSRP price GBP: 84.50 | 35 | 25 | 25 | 50 | <p>All DanX units are bespoke.<br /> To ensure 100% compatibility, please send unit serial or project number from&nbsp; type label to&nbsp;<a href="mailto:danx@dantherm.com">danx@dantherm.com</a>&nbsp;with your compatabillity request.&nbsp;</p> | 84135080 | DK
603911 | Thermostatic valve, 3/8 x 1/2 x 1/4 | 094820,094814,046223 |  |  | MSRP price PCS: 1; MSRP price DKK: 1275.25; MSRP price EUR: 171.00; MSRP price GBP: 146.50 | 135 | 105 | 60 | 258 |  | 90321080 | DK
603942 | Thermostatic valve, 3/8 x 1/2 x 1/4 | 085904 |  |  | MSRP price PCS: 1; MSRP price DKK: 1594.00; MSRP price EUR: 213.50; MSRP price GBP: 183.00 | 140 | 120 | 55 | 260 |  | 90321080 | DK
604880 | Non-return valve |  |  |  | MSRP price PCS: 1; MSRP price DKK: 426.50; MSRP price EUR: 57.25; MSRP price GBP: 49.00 | 115 | 18 | 18 | 58 |  | 90329000
605112 | Thermostatic valve, 3/8 x 1/2 x 1/4 | 085916 |  |  | MSRP price PCS: 1; MSRP price DKK: 1567.00; MSRP price EUR: 210.00; MSRP price GBP: 180.00 | 140 | 120 | 55 | 260 | Must ALWAYS be insulated using 094519. See images | 90321080
605140 | Service valve, Schrader 1/4" | 094694,076017,064562,063125 |  |  | MSRP price PCS: 1; MSRP price DKK: 32.25; MSRP price EUR: 4.50; MSRP price GBP: 3.70 | 75 | 0 | 0 | 50 |  | 84159000
605470 | Solenoid valve | 292877,292877,094973 |  |  | MSRP price PCS: 1; MSRP price DKK: 482.50; MSRP price EUR: 64.75; MSRP price GBP: 55.50 | 105 | 80 | 35 | 165 |  | 84149000
606228 | Rotary compressor, 220-240 V | 293724,602441 |  | OBSOLETE | MSRP price PCS: 1; MSRP price DKK: 2977.50; MSRP price EUR: 398.50; MSRP price GBP: 341.75 | 240 | 200 | 320 | 14050 | Item obsolete. For replacement see: <a href="https://shop.dantherm.com/products/spare-parts/refrigerant-circuits/rotary-compressor-mitsubishi-1">029242</a> | 84143020
606540 | Flat washer, washer for base plate accessories, compressor ø22/ø8 | 091324,074558,036961,036895,098448 |  |  | MSRP price PCS: 1; MSRP price DKK: 7.50; MSRP price EUR: 1.00; MSRP price GBP: 0.80 | 25 | 25 | 2 | 6 |  | 73182200 | GB
606711 | Pressostat, high pressure | 108404 |  | OBSOLETE | MSRP price PCS: 1; MSRP price DKK: 405.75; MSRP price EUR: 54.50; MSRP price GBP: 46.75 | 130 | 40 | 50 | 62 |  | 90322000
606730 | Pressostat, low pressure |  |  |  | MSRP price PCS: 1; MSRP price DKK: 348.00; MSRP price EUR: 47.00; MSRP price GBP: 40.00 | 130 | 50 | 25 | 95 |  | 90322000
606900 | High pressure manometer with Dantherm logo |  |  |  | MSRP price PCS: 1; MSRP price DKK: 567.00; MSRP price EUR: 76.00; MSRP price GBP: 65.25 | 85 | 85 | 70 | 250 | <p>All DanX units are bespoke.<br /> To ensure 100% compatibility, please send unit serial or project number from&nbsp; type label to&nbsp;<a href="mailto:danx@dantherm.com">danx@dantherm.com</a>&nbsp;with your compatabillity request.&nbsp;</p> | 73229000
606910 | Low pressure manometer, ø63mm, with Dantherm logo |  |  |  | MSRP price PCS: 1; MSRP price DKK: 482.00; MSRP price EUR: 64.50; MSRP price GBP: 55.50 | 85 | 85 | 70 | 250 | <p>All DanX units are bespoke.<br /> To ensure 100% compatibility, please send unit serial or project number from&nbsp; type label to&nbsp;<a href="mailto:danx@dantherm.com">danx@dantherm.com</a>&nbsp;with your compatabillity request.&nbsp;</p> | 73229000
607211 | Dry filter, DCL 032s 1/4" | 054107 |  |  | MSRP price PCS: 1; MSRP price DKK: 165.00; MSRP price EUR: 22.00; MSRP price GBP: 19.00 | 0 | 0 | 0 | 340 |  | 84189990
607231 | Dry filter | 298976,071046 |  |  | MSRP price PCS: 1; MSRP price DKK: 196.00; MSRP price EUR: 26.25; MSRP price GBP: 22.50 | 143 | 90 | 90 | 322 | <p>All DanX units are bespoke.<br /> To ensure 100% compatibility, please send unit serial or project number from&nbsp; type label to&nbsp;<a href="mailto:danx@dantherm.com">danx@dantherm.com</a>&nbsp;with your compatabillity request.&nbsp;</p> | 84189990
607296 | Dry filter |  |  |  | MSRP price PCS: 1; MSRP price DKK: 360.00; MSRP price EUR: 48.25; MSRP price GBP: 41.50 | 0 | 0 | 0 | 300 | <p>All DanX units are bespoke.<br /> To ensure 100% compatibility, please send unit serial or project number from&nbsp; type label to&nbsp;<a href="mailto:danx@dantherm.com">danx@dantherm.com</a>&nbsp;with your compatabillity request.&nbsp;</p> | 84189990
607410 | Dry filter | 074558,036758 |  |  | MSRP price PCS: 1; MSRP price DKK: 16.50; MSRP price EUR: 2.25; MSRP price GBP: 2.00 | 120 | 20 | 20 | 38 |  | 84189990
607630 | Inspection glass, 3/8" | 071047 | 4730-22-123-3292 |  | MSRP price PCS: 1; MSRP price DKK: 154.50; MSRP price EUR: 21.00; MSRP price GBP: 18.00 | 130 | 24 | 27 | 104 | <p>All DanX units are bespoke.<br /> To ensure 100% compatibility, please send unit serial or project number from&nbsp; type label to&nbsp;<a href="mailto:danx@dantherm.com">danx@dantherm.com</a>&nbsp;with your compatabillity request.&nbsp;</p> | 84159000
796030 | Filter for burner |  | 4320-15-163-0568 |  | 1 | 243.75 | 32.75 | 28.00 | 10 | 219.50 | 29.50 | 25.25 |  |  |  |  | 105 | 75 | 15 | 10 |  | 84219990
797330 | Sensor, humidity and temperature transmitter |  |  |  | MSRP price PCS: 1; MSRP price DKK: 10367.50; MSRP price EUR: 1388.00; MSRP price GBP: 1190.50 | 0 | 0 | 0 | 300 | <p>All DanX units are bespoke.<br /> To ensure 100% compatibility, please send unit serial or project number from&nbsp; type label to&nbsp;<a href="mailto:danx@dantherm.com">danx@dantherm.com</a>&nbsp;with your compatabillity request.&nbsp;</p> | 84159000
840004 | Fan, 48 V DC, EC, centrifugal |  |  |  | MSRP price PCS: 1; MSRP price DKK: 2369.75; MSRP price EUR: 317.25; MSRP price GBP: 272.00 | 320 | 320 | 150 | 2920 |  | 84159000 | DK
840012-1 | Controller, ACUE 3000, 48 V DC |  |  |  | MSRP price PCS: 1; MSRP price DKK: 4204.00; MSRP price EUR: 563.00; MSRP price GBP: 482.75 | 350 | 240 | 140 | 740 |  | 84159000
840058 | Bag filter, M6 (F6) |  |  |  | 1 | 494.00 | 66.50 | 57.00 | 10 | 395.50 | 53.00 | 45.50 |  |  |  |  | 650 | 300 | 200 | 1018 |  | 84213925
840061 | Fan, 310mm |  |  |  | MSRP price PCS: 1; MSRP price DKK: 3599.50; MSRP price EUR: 482.00; MSRP price GBP: 413.25 | 320 | 320 | 320 | 307 |  | 84159000
840081 | Panel filter, Cardbox-ISO ePM2,5 65%, 130/450/450 (F7) | 070568 |  |  | 1 | 1730.00 | 232.00 | 199.00 | 10 | 1384.00 | 186.00 | 159.00 | 100 | 1125.00 | 151.00 | 129.50 | 450 | 450 | 130 | 1228 |  | 56031110